## Uncertainty & Tolerance Limits
Table 1. Certified Values, Expanded Uncertainty and Tolerance Limits for OREAS C27h
Constituent | Certified | Expanded Uncertainty |  | 95% Tolerance Limits
| Value | Low | High | Low | High
Pb Fire Assay
Au, Gold (ppb) | < 2 | IND | IND | IND | IND
4-Acid Digestion
Ag, Silver (ppm) | 0.17117 | 0.087217 | 0.25512 | IND | IND
Al, Aluminium (wt.%) | 7.7508 | 7.427 | 8.0747 | 7.6155 | 7.8862
As, Arsenic (ppm) | 2.9963 | 1.933 | 4.0596 | 2.2152 | 3.7774
Ba, Barium (wt.%) | 0.29448 | 0.28138 | 0.30758 | 0.28646 | 0.3025
Be, Beryllium (ppm) | 3.2014 | 3.0329 | 3.3699 | 3.073 | 3.3298
Bi, Bismuth (ppm) | 0.16456 | 0.062153 | 0.26696 | IND | IND
Ca, Calcium (wt.%) | 1.115 | 1.0225 | 1.2075 | 1.0486 | 1.1813
Cd, Cadmium (ppm) | 0.401 | 0.31412 | 0.48788 | 0.33935 | 0.46265
Ce, Cerium (ppm) | 93.8672 | 84.7095 | 103.0248 | 89.2571 | 98.4772
Co, Cobalt (ppm) | 2.0961 | 1.672 | 2.5202 | 1.5877 | 2.6045
Cs, Caesium (ppm) | 6.6652 | 6.1945 | 7.136 | 6.3446 | 6.9859
Cu, Copper (ppm) | 5.05 | 3.2623 | 6.8377 | 3.5186 | 6.5814
Fe, Iron (wt.%) | 2.4698 | 2.3332 | 2.6063 | 2.3571 | 2.5824
Ga, Gallium (ppm) | 22.9764 | 21.484 | 24.4688 | 21.7239 | 24.2289
Hf, Hafnium (ppm) | 6.6054 | 6.2594 | 6.9514 | 6.2742 | 6.9366
In, Indium (ppm) | 0.072317 | 0.057984 | 0.086649 | IND | IND
K, Potassium (wt.%) | 3.1659 | 2.9961 | 3.3358 | 3.0772 | 3.2547
La, Lanthanum (ppm) | 47.7635 | 44.7428 | 50.7841 | 45.0715 | 50.4555
Li, Lithium (ppm) | 33.1963 | 30.8432 | 35.5494 | 31.8366 | 34.556
Mg, Magnesium (wt.%) | 0.14909 | 0.12638 | 0.17179 | IND | IND
Mn, Manganese (wt.%) | 0.032537 | 0.028029 | 0.037044 | 0.029967 | 0.035106
Mo, Molybdenum (ppm) | 2.8757 | 2.3274 | 3.4239 | 2.6434 | 3.1079
Na, Sodium (wt.%) | 2.8323 | 2.6713 | 2.9932 | 2.7409 | 2.9236
Nb, Niobium (ppm) | 19.7857 | 18.2974 | 21.2741 | 18.7016 | 20.8699
Ni, Nickel (ppm) | 2.0457 | 1.0127 | 3.0787 | IND | IND
P, Phosphorus (wt.%) | 0.029612 | 0.027372 | 0.031853 | 0.026831 | 0.032394
Pb, Lead (ppm) | 24.0389 | 22.2981 | 25.7797 | 22.577 | 25.5008
Rb, Rubidium (ppm) | 149.7446 | 140.5452 | 158.9439 | 145.6777 | 153.8115
Re, Rhenium (ppm) | < 0.002 | IND | IND | IND | IND
Sb, Antimony (ppm) | 1.0294 | 0.8386 | 1.2202 | 0.7905 | 1.2682
Sc, Scandium (ppm) | 4.308 | 3.8464 | 4.7696 | 3.9101 | 4.7059
Se, Selenium (ppm) | < 1 | IND | IND | IND | IND
Sn, Tin (ppm) | 3.9738 | 3.6831 | 4.2645 | 3.7498 | 4.1978
Sr, Strontium (ppm) | 177.6725 | 166.0825 | 189.2624 | 172.699 | 182.646
Ta, Tantalum (ppm) | 1.4534 | 1.3011 | 1.6058 | 1.3743 | 1.5326
Te, Tellurium (ppm) | < 0.05 | IND | IND | IND | IND
Th, Thorium (ppm) | 15.2758 | 14.2068 | 16.3448 | 14.7516 | 15.7999
Ti, Titanium (wt.%) | 0.11896 | 0.11039 | 0.12754 | 0.11237 | 0.12556
Tl, Thallium (ppm) | 0.80407 | 0.75543 | 0.85271 | 0.7735 | 0.83463
U, Uranium (ppm) | 5.8891 | 5.6212 | 6.1571 | 5.678 | 6.1002
V, Vanadium (ppm) | 4.3611 | 2.1511 | 6.5711 | IND | IND
W, Tungsten (ppm) | 1.5395 | 1.3893 | 1.6898 | IND | IND
Y, Yttrium (ppm) | 15.4681 | 14.2572 | 16.679 | 14.7483 | 16.188
Yb, Ytterbium (ppm) | 0.531 | 0.40451 | 0.65749 | IND | IND
Zn, Zinc (ppm) | 117.6875 | 108.8759 | 126.4991 | 111.4329 | 123.9421
Zr, Zirconium (ppm) | 244.8204 | 232.1242 | 257.5165 | 235.4983 | 254.1424
SI unit equivalents: ppb (parts per billion; 1 x 10⁹) ≡ µg/kg; ppm (parts per million; 1 x 10⁶) ≡ mg/kg; wt.% (weight per cent) ≡ % (mass fraction)

## Indicative Values
Table 2. Indicative Values for OREAS C27h
Constituent | Unit | Value | Constituent | Unit | Value | Constituent | Unit | Value
Pb Fire Assay
Pd | ppb | < 0.5 | Pt | ppb | < 0.5
4-Acid Digestion
Cr | ppm | 6.3292 | Ge | ppm | 0.69708 | S | wt.% | 0.006125
Dy | ppm | 3.5787 | Ho | ppm | 0.49208 | Sm | ppm | 7.6475
Er | ppm | 1.0208 | Lu | ppm | 0.065 | Tb | ppm | 0.80225
Eu | ppm | 1.4983 | Nd | ppm | 37.4685 | Tm | ppm | 0.10458
Gd | ppm | 5.8153 | Pr | ppm | 10.2258
Infrared Combustion
C | wt.% | 0.22167 | S | wt.% | < 0.01
Borate Fusion XRF
Al2O3 | wt.% | 15.07 | MgO | wt.% | 0.27 | S | wt.% | 0.0064739
CaO | wt.% | 1.5133 | MnO | wt.% | 0.046667 | SiO2 | wt.% | 69.3633
Fe2O3 | wt.% | 3.5467 | Na2O | wt.% | 3.8383 | TiO2 | wt.% | 0.19667
K2O | wt.% | 3.845 | P2O5 | wt.% | 0.0705
Thermogravimetry
LOI1000 | wt.% | 1.7733
Laser Ablation ICP-MS
Ag | ppm | 0.18333 | Hf | ppm | 7.7783 | Sm | ppm | 7.6617
As | ppm | 2.9 | Ho | ppm | 0.52667 | Sn | ppm | 3.8333
Ba | ppm | 2826.6667 | In | ppm | 0.05 | Sr | ppm | 165.1667
Be | ppm | 3.3667 | La | ppm | 46.8167 | Ta | ppm | 1.445
Bi | ppm | 0.14333 | Lu | ppm | 0.065 | Tb | ppm | 0.79333
Cd | ppm | 0.36667 | Mn | wt.% | 0.031 | Te | ppm | 0.13333
Ce | ppm | 89.4333 | Mo | ppm | 2.6333 | Th | ppm | 15.1667
Co | ppm | 1.8667 | Nb | ppm | 18.8833 | Ti | wt.% | 0.1175
Cr | ppm | 5.8333 | Nd | ppm | 40.95 | Tl | ppm | 0.5
Cs | ppm | 6.2967 | Ni | ppm | 4.3333 | Tm | ppm | 0.11167
Cu | ppm | 6.6667 | Pb | ppm | 24.5 | U | ppm | 5.86
Dy | ppm | 3.6433 | Pr | ppm | 11.0833 | V | ppm | 4.0333
Er | ppm | 1.0367 | Rb | ppm | 141.5 | W | ppm | 1.5833
Eu | ppm | 1.3417 | Re | ppm | < 0.01 | Y | ppm | 15.2333
Ga | ppm | 21.35 | Sb | ppm | 1.0833 | Yb | ppm | 0.595
Gd | ppm | 5.8733 | Sc | ppm | 4.45 | Zn | ppm | 119.1667
Ge | ppm | 1.175 | Se | ppm | < 5 | Zr | ppm | 275.3333
SI unit equivalents: ppb (parts per billion; 1 x 10⁹) ≡ µg/kg; ppm (parts per million; 1 x 10⁶) ≡ mg/kg; wt.% (weight per cent) ≡ % (mass fraction)

## Performance Gates
Table 3. Certified Values and Performance Gates for OREAS C27h
Constituent | Certified Value | Absolute Standard Deviations |  |  |  |  | Relative Standard Deviations |  |  | 5% window
|  | 1SD | 2SD Low | 2SD High | 3SD Low | 3SD High | 1RSD | 2RSD | 3RSD | Low | High
Pb Fire Assay
Au, ppb | < 2 | IND | IND | IND | IND | IND | IND | IND | IND | IND | IND
4-Acid Digestion
Ag, ppm | 0.17117 | 0.061517 | 0.048132 | 0.2942 | 0 | 0.35572 | 35.94% | 71.88% | 107.8% | 0.16261 | 0.17972
Al, wt.% | 7.7508 | 0.28385 | 7.1831 | 8.3185 | 6.8993 | 8.6024 | 3.662% | 7.324% | 10.99% | 7.3633 | 8.1384
As, ppm | 2.9963 | 0.72449 | 1.5473 | 4.4453 | 0.82281 | 5.1698 | 24.18% | 48.36% | 72.54% | 2.8465 | 3.1461
Ba, wt.% | 0.29448 | 0.0068813 | 0.28072 | 0.30824 | 0.27383 | 0.31512 | 2.337% | 4.674% | 7.01% | 0.27975 | 0.3092
Be, ppm | 3.2014 | 0.10419 | 2.993 | 3.4098 | 2.8888 | 3.514 | 3.255% | 6.509% | 9.764% | 3.0414 | 3.3615
Bi, ppm | 0.16456 | 0.041432 | 0.081692 | 0.24742 | 0.040261 | 0.28885 | 25.18% | 50.36% | 75.53% | 0.15633 | 0.17278
Ca, wt.% | 1.115 | 0.055947 | 1.0031 | 1.2269 | 0.94715 | 1.2828 | 5.018% | 10.04% | 15.05% | 1.0592 | 1.1707
Cd, ppm | 0.401 | 0.041469 | 0.31806 | 0.48394 | 0.27659 | 0.52541 | 10.34% | 20.68% | 31.02% | 0.38095 | 0.42105
Ce, ppm | 93.8672 | 6.537 | 80.7931 | 106.9412 | 74.2561 | 113.4782 | 6.964% | 13.93% | 20.89% | 89.1738 | 98.5605
Co, ppm | 2.0961 | 0.18787 | 1.7204 | 2.4718 | 1.5325 | 2.6597 | 8.963% | 17.93% | 26.89% | 1.9913 | 2.2009
Cs, ppm | 6.6652 | 0.30194 | 6.0614 | 7.2691 | 5.7594 | 7.5711 | 4.53% | 9.06% | 13.59% | 6.332 | 6.9985
Cu, ppm | 5.05 | 1.1711 | 2.7078 | 7.3922 | 1.5368 | 8.5632 | 23.19% | 46.38% | 69.57% | 4.7975 | 5.3025
Fe, wt.% | 2.4698 | 0.099963 | 2.2698 | 2.6697 | 2.1699 | 2.7697 | 4.047% | 8.095% | 12.14% | 2.3463 | 2.5932
Ga, ppm | 22.9764 | 0.62915 | 21.7181 | 24.2347 | 21.0889 | 24.8639 | 2.738% | 5.477% | 8.215% | 21.8276 | 24.1252
Hf, ppm | 6.6054 | 0.19607 | 6.2133 | 6.9975 | 6.0172 | 7.1936 | 2.968% | 5.936% | 8.905% | 6.2751 | 6.9357
In, ppm | 0.072317 | 0.0060609 | 0.060195 | 0.084438 | 0.054134 | 0.090499 | 8.381% | 16.76% | 25.14% | 0.068701 | 0.075932
K, wt.% | 3.1659 | 0.13412 | 2.8977 | 3.4342 | 2.7636 | 3.5683 | 4.236% | 8.473% | 12.71% | 3.0076 | 3.3242
La, ppm | 47.7635 | 2.3566 | 43.0503 | 52.4766 | 40.6938 | 54.8332 | 4.934% | 9.868% | 14.8% | 45.3753 | 50.1516
Li, ppm | 33.1963 | 2.1213 | 28.9537 | 37.4389 | 26.8323 | 39.5602 | 6.39% | 12.78% | 19.17% | 31.5365 | 34.8561
Mg, wt.% | 0.14909 | 0.012192 | 0.1247 | 0.17347 | 0.11251 | 0.18566 | 8.178% | 16.36% | 24.53% | 0.14163 | 0.15654
Mn, wt.% | 0.032537 | 0.0028419 | 0.026853 | 0.03822 | 0.024011 | 0.041062 | 8.734% | 17.47% | 26.2% | 0.03091 | 0.034163
Mo, ppm | 2.8757 | 0.19819 | 2.4793 | 3.2721 | 2.2811 | 3.4702 | 6.892% | 13.78% | 20.68% | 2.7319 | 3.0194
Na, wt.% | 2.8323 | 0.073979 | 2.6843 | 2.9802 | 2.6103 | 3.0542 | 2.612% | 5.224% | 7.836% | 2.6907 | 2.9739
Nb, ppm | 19.7857 | 1.5556 | 16.6746 | 22.8969 | 15.1191 | 24.4524 | 7.862% | 15.72% | 23.59% | 18.7965 | 20.775
Ni, ppm | 2.0457 | 0.47804 | 1.0896 | 3.0018 | 0.61159 | 3.4798 | 23.37% | 46.74% | 70.1% | 1.9434 | 2.148
P, wt.% | 0.029612 | 0.0013251 | 0.026962 | 0.032263 | 0.025637 | 0.033588 | 4.475% | 8.95% | 13.42% | 0.028132 | 0.031093
Pb, ppm | 24.0389 | 1.3611 | 21.3167 | 26.7611 | 19.9556 | 28.1222 | 5.662% | 11.32% | 16.99% | 22.8369 | 25.2408
Rb, ppm | 149.7446 | 4.4579 | 140.8287 | 158.6604 | 136.3708 | 163.1184 | 2.977% | 5.954% | 8.931% | 142.2573 | 157.2318
Re, ppm | < 0.002 | IND | IND | IND | IND | IND | IND | IND | IND | IND | IND
Sb, ppm | 1.0294 | 0.11675 | 0.79588 | 1.2629 | 0.67914 | 1.3796 | 11.34% | 22.68% | 34.02% | 0.97791 | 1.0808
Sc, ppm | 4.308 | 0.21167 | 3.8847 | 4.7313 | 3.673 | 4.943 | 4.913% | 9.827% | 14.74% | 4.0926 | 4.5234
Se, ppm | < 1 | IND | IND | IND | IND | IND | IND | IND | IND | IND | IND
Sn, ppm | 3.9738 | 0.14152 | 3.6908 | 4.2569 | 3.5492 | 4.3984 | 3.561% | 7.123% | 10.68% | 3.7751 | 4.1725
Sr, ppm | 177.6725 | 12.4962 | 152.6801 | 202.6648 | 140.1839 | 215.161 | 7.033% | 14.07% | 21.1% | 168.7889 | 186.5561
Ta, ppm | 1.4534 | 0.13228 | 1.1889 | 1.718 | 1.0566 | 1.8503 | 9.101% | 18.2% | 27.3% | 1.3808 | 1.5261
Te, ppm | < 0.05 | IND | IND | IND | IND | IND | IND | IND | IND | IND | IND
Th, ppm | 15.2758 | 1.0773 | 13.1212 | 17.4304 | 12.0439 | 18.5076 | 7.052% | 14.1% | 21.16% | 14.512 | 16.0396
Ti, wt.% | 0.11896 | 0.0062159 | 0.10653 | 0.1314 | 0.10032 | 0.13761 | 5.225% | 10.45% | 15.68% | 0.11302 | 0.12491
Tl, ppm | 0.80407 | 0.02457 | 0.75493 | 0.85321 | 0.73036 | 0.87778 | 3.056% | 6.111% | 9.167% | 0.76386 | 0.84427
U, ppm | 5.8891 | 0.22136 | 5.4464 | 6.3318 | 5.225 | 6.5532 | 3.759% | 7.518% | 11.28% | 5.5947 | 6.1836
V, ppm | 4.3611 | 1.0185 | 2.3242 | 6.3981 | 1.3057 | 7.4166 | 23.35% | 46.71% | 70.06% | 4.1431 | 4.5792
W, ppm | 1.5395 | 0.11536 | 1.3088 | 1.7702 | 1.1934 | 1.8856 | 7.493% | 14.99% | 22.48% | 1.4625 | 1.6165
Y, ppm | 15.4681 | 0.72633 | 14.0155 | 16.9208 | 13.2891 | 17.6471 | 4.696% | 9.391% | 14.09% | 14.6947 | 16.2415
Yb, ppm | 0.531 | 0.050196 | 0.43061 | 0.63139 | 0.38041 | 0.68159 | 9.453% | 18.91% | 28.36% | 0.50445 | 0.55755
Zn, ppm | 117.6875 | 5.1783 | 107.3308 | 128.0442 | 102.1525 | 133.2225 | 4.4% | 8.8% | 13.2% | 111.8031 | 123.5719
Zr, ppm | 244.8204 | 8.307 | 228.2063 | 261.4344 | 219.8993 | 269.7415 | 3.393% | 6.786% | 10.18% | 232.5794 | 257.0614
SI unit equivalents: ppb (parts per billion; 1 x 10⁹) ≡ µg/kg; ppm (parts per million; 1 x 10⁶) ≡ mg/kg; wt.% (weight per cent) ≡ % (mass fraction)

## Abbreviations
Table 4. Abbreviations used for OREAS C27h
Abbreviation | Explanation
< | ‘less than’
IND | indeterminate
NR | not reported
PDM3 | percent deviation of lab mean from corrected mean of means
Rel.Std.Dev. | one relative standard deviation
Std.Dev. | one standard deviation
Method Codes:
4A*MS | 4-acid (HF-HNO3-HClO4-HCl) digestion with inductively coupled plasma mass spectroscopy
4A*OES | 4-acid (HF-HNO3-HClO4-HCl) digestion with inductively coupled plasma optical emission spectroscopy
4A*OES/MS | 4-acid (HF-HNO3-HClO4-HCl) digestion with ICP-OES or ICP-MS finish
ABL*MS | laser ablation with inductively coupled plasma mass spectroscopy
BF*XRF | lithium borate fusion with X-ray fluorescence spectroscopy
FA*MS | fire assay with inductively coupled plasma mass spectroscopy
FA*OES | fire assay with inductively coupled plasma optical emission spectroscopy
IRC | infrared combustion
LOI*TGA | loss on ignition by thermogravimetric analysis
Legend:- | (for Method Group Tabulated Results omitted in the determination of Certified Values)
Individual | - Outlying individual values
Batch & Limits | - Outlying laboratory batch data sets and superfluous limit values

## Laboratory List
Table 5. Participating Laboratory List used for OREAS C27h
Lab Slot | Laboratory Name and Location
Actlabs, Ancaster, Ontario, Canada
ALS, Malaga, WA, Australia
ALS, Vancouver, BC, Canada
Bureau Veritas Commodities Canada Ltd, Vancouver, BC, Canada
Bureau Veritas Geoanalytical, Perth, WA, Australia
Intertek Genalysis, Adelaide, SA, Australia
Intertek Genalysis, Perth, WA, Australia
SGS Australia Mineral Services, Perth, WA, Australia
SGS Canada Inc., Vancouver, BC, Canada

## Fire Assay
| Analytical results for Au in OREAS C27h (Certified Value < 2 ppb) | [10 empty] | Certified
Au | Round | Replicate | Lab | Lab | Lab | Lab | Lab | Lab | Lab | Lab | Lab | 1
| No | No | 01 | 02 | 03 | 04 | 05 | 06 | 07 | 08 | 10 | ppb
|  |  | FA*OES | FA*OES | FA*MS | FA*MS | FA*MS | FA*OES | FA*MS | FA*OES | FA*OES | 1
|  |  | 30g | 30g | 30g | 30g | 25g | 40g | 25g | 30g | 30g | 1
| 1 | 1 | 1 | 1 | 1 | 2 | 1 | 2 | < 1 | 7 | < 1 | 1
| 1 | 2 | < 1 | 1 | 2 | 2 | < 1 | < 1 | < 1 | 7 | < 1 | 0
| 1 | 3 | < 1 | < 1 | 2 | 2 | < 1 | 2 | < 1 | 6 | < 1 | 16
| 1 | 4 | < 1 | < 1 | 1 | 2 | < 1 | 2 | < 1 | 7 | < 1 | < 2
| 1 | 5 | < 1 | < 1 | 1 | 2 | < 1 | 2 | < 1 | 5 | 1 | 7
| 1 | 6 | < 1 | < 1 | 1 | 2 | < 1 | 2 | < 1 | 4 | < 1
| Mean |  | 1 | 1 | 1.3333 | 2 | 1 | 2 |  | 6 | 1
| Median |  | 1 | 1 | 1 | 2 | 1 | 2 |  | 6.5 | 1
| Std Dev. |  | 02: 0; 03: 0.5164; 04: 0; 06: 0; 08: 1.2649
| Rel.Std.Dev. |  | 02: 0%; 03: 38.73%; 04: 0%; 06: 0%; 08: 21.08%
PDM3
| Z-Score (Absolute) |  | 0.34 | 0 | 2.7 | 5.39 | 0.34 | 4.38 | 0.67 | 21.58 | 0.34
| Analytical results for Pd in OREAS C27h (Indicative Value < 0.5 ppb) | [10 empty] | Indicative
Pd | Round | Replicate | 01: Lab | 1
| No | No | 01: 04 | ppb
|  |  | 01: FA*MS | 3
|  |  | 01: 30g | 3
| 1 | 1 | 01: < 0.5 | 1
| 1 | 2 | 01: < 0.5 | 1
| 1 | 3 | [9 empty] | 16 | bar: 01
| 1 | 4 | 01: < 0.5 | < 0.5
| 1 | 5 | 01: < 0.5 | 7
| 1 | 6 | 01: < 0.5
Mean | bar: 01
Median | bar: 01
Std Dev.
Rel.Std.Dev.
PDM3
Z-Score (Absolute) | bar: 01
| Analytical results for Pt in OREAS C27h (Indicative Value < 0.5 ppb) | [10 empty] | Indicative
Pt | Round | Replicate | 01: Lab | 1
| No | No | 01: 04 | ppb
|  |  | 01: FA*MS | 3
|  |  | 01: 30g | 3
| 1 | 1 | 01: < 0.5 | 1
| 1 | 2 | 01: < 0.5 | 1
| 1 | 3 | 01: < 0.5 | 16
| 1 | 4 | 01: < 0.5 | < 0.5
| 1 | 5 | 01: < 0.5 | 7
| 1 | 6 | 01: < 0.5
Mean
Median
Std Dev.
Rel.Std.Dev.
PDM3
Z-Score (Absolute) | bar: 01
Note on C17: Z-Scores have been calculated inclusive of individual outliers. In general, laboratory batches are rejected if Z-Score > 2.5.
Note on C35: Z-Scores have been calculated inclusive of individual outliers. In general, laboratory batches are rejected if Z-Score > 2.5.
Note on C53: Z-Scores have been calculated inclusive of individual outliers. In general, laboratory batches are rejected if Z-Score > 2.5.

## 4-Acid
| Analytical results for Ag in OREAS C27h (Certified Value 0.171 ppm) | [10 empty] | Certified
Ag | Round | Replicate | Lab | Lab | Lab | Lab | Lab | Lab | Lab | Lab | Lab | 1
| No | No | 01 | 02 | 03 | 04 | 05 | 06 | 07 | 08 | 10 | ppm
|  |  | 4A*MS | 4A*OES/MS | 4A*MS | 4A*OES/MS | 4A*MS | 4A*MS | 4A*MS | 4A*MS | 4A*OES/MS | 3
3
| 1 | 1 | 0.24 | 0.16 | 0.29 | < 0.3 | 0.17 | < 0.5 | 0.13 | 0.2 | 0.07 | 1
| 1 | 2 | 0.22 | 0.16 | 0.31 | 0.7 | 0.14 | < 0.5 | 0.14 | 0.1 | 0.11 | 18
| 1 | 3 | 0.24 | 0.14 | 0.26 | 0.6 | 0.17 | < 0.5 | 0.13 | 0.1 | 0.11 | 16
| 1 | 4 | 0.21 | 0.13 | 0.23 | 0.6 | 0.16 | < 0.5 | 0.2 | 0.1 | 0.1 | 0.17117
| 1 | 5 | 0.2 | 0.17 | 0.24 | 0.6 | 0.19 | < 0.5 | 0.08 | 0.2 | 0.1 | 9
| 1 | 6 | 0.2 | 0.2 | 0.27 | 0.6 | 0.15 | < 0.5 | 0.13 | 0.1 | 0.09
| Mean |  | 0.21833 | 0.16 | 0.26667 | 0.62 | 0.16333 |  | 0.135 | 0.13333 | 0.096667
| Median |  | 0.215 | 0.16 | 0.265 | 0.6 | 0.165 |  | 0.13 | 0.1 | 0.1
| Std Dev. |  | 0.018348 | 0.024495 | 0.030111 | 0.044721 | 0.017512 |  | 0.038341 | 0.05164 | 0.015055
| Rel.Std.Dev. |  | 8.404% | 15.31% | 11.29% | 7.213% | 10.72% |  | 28.4% | 38.73% | 15.57%
| PDM3 |  | 27.56% | -6.524% | 55.79% | 262.2% | -4.576% |  | -21.13% | -22.1% | -43.52%
| Z-Score (Absolute) |  | 0.67 | 0.04 | 1.27 | NA | 0 | 1.06 | 0.35 | NA | 0.82
Results from laboratories 4 and 8 were removed due to their 0.1 ppm reading resolution.
| Analytical results for Al in OREAS C27h (Certified Value 7.75 wt.%) | [10 empty] | Certified
Al | Round | Replicate | Lab | Lab | Lab | Lab | Lab | Lab | Lab | Lab |  | 1
| No | No | 01 | 02 | 04 | 05 | 06 | 07 | 08 | 10 |  | wt.%
|  |  | 4A*OES/MS | 4A*OES/MS | 4A*OES/MS | 4A*OES | 4A*OES | 4A*MS | 4A*MS | 4A*OES/MS |  | 2
3
| 1 | 1 | 7.43 | 7.87 | 8.08 | 7.5116 | 7.77 | 7.6968 | 8.03 | 7.38 |  | 1
| 1 | 2 | 7.46 | 7.76 | 8.05 | 7.3176 | 7.92 | 7.6375 | 8.04 | 7.42 |  | 0
| 1 | 3 | 7.39 | 7.84 | 8.11 | 7.3572 | 7.77 | 7.7572 | 8.39 | 7.42 |  | 16
| 1 | 4 | 7.41 | 7.8 | 8.15 | 7.5423 | 7.82 | 7.7262 | 8.01 | 7.41 |  | 7.7508
| 1 | 5 | 7.38 | 7.9 | 8.12 | 7.6319 | 7.74 | 7.7193 | 8.16 | 7.71 |  | 10
| 1 | 6 | 7.49 | 8.16 | 8.06 | 7.5944 | 6.72 | 7.7342 | 8.18 | 7.38
| Mean |  | 7.4267 | 7.8883 | 8.095 | 7.4925 | 7.6233 | 7.7119 | 8.135 | 7.4533
| Median |  | 7.42 | 7.855 | 8.095 | 7.527 | 7.77 | 7.7227 | 8.1 | 7.415
| Std Dev. |  | 0.042269 | 0.14204 | 0.038341 | 0.12772 | 0.44706 | 0.041405 | 0.14377 | 0.12707
| Rel.Std.Dev. |  | 0.5692% | 1.801% | 0.4736% | 1.705% | 5.864% | 0.5369% | 1.767% | 1.705%
| PDM3 |  | -4.182% | 1.774% | 4.44% | -3.333% | -1.645% | -0.5028% | 4.956% | -3.838%
| Z-Score (Absolute) |  | 0.75 | 0.68 | 1.33 | 0.54 | 0.14 | 0.14 | 1.45 | 0.66
| Analytical results for As in OREAS C27h (Certified Value 3 ppm) | [10 empty] | Certified
As | Round | Replicate | Lab | Lab | Lab | Lab | Lab | Lab | Lab | Lab | Lab | 1
| No | No | 01 | 02 | 03 | 04 | 05 | 06 | 07 | 08 | 10 | ppm
|  |  | 4A*MS | 4A*OES/MS | 4A*MS | 4A*OES/MS | 4A*MS | 4A*MS | 4A*MS | 4A*MS | 4A*OES/MS | 2
2
| 1 | 1 | 3 | 2.3 | 2 | 3.4 | 3.5 | 3 | 3.4 | 3 | 2.1 | 1
| 1 | 2 | 4 | 2 | 3 | 3.1 | 2.8 | 4 | 3.6 | 2 | 2.9 | 19
| 1 | 3 | 5 | 2 | 3 | 3.2 | 3 | 4 | 3.2 | 2 | 2.8 | 16
| 1 | 4 | 4 | 2.3 | 3 | 3.2 | 3.3 | 4 | 3.1 | 3 | 2.3 | 2.9963
| 1 | 5 | 4 | 2.8 | 2 | 3.5 | 3.3 | 3 | 3.1 | 2 | 2.3 | 11
| 1 | 6 | 5 | 2.3 | 3 | 2.7 | 3.1 | 3 | 3.1 | 2 | 2.1
| Mean |  | 4.1667 | 2.2833 | 2.6667 | 3.1833 | 3.1667 | 3.5 | 3.25 | 2.3333 | 2.4167
| Median |  | 4 | 2.3 | 3 | 3.2 | 3.2 | 3.5 | 3.15 | 2 | 2.3
| Std Dev. |  | 0.75277 | 0.29269 | 0.5164 | 0.27869 | 0.25033 | 0.54772 | 0.20736 | 0.5164 | 0.34881
| Rel.Std.Dev. |  | 18.07% | 12.82% | 19.36% | 8.755% | 7.905% | 15.65% | 6.38% | 22.13% | 14.43%
| PDM3 |  | 39.06% | -23.79% | -11% | 6.242% | 5.686% | 16.81% | 8.467% | -22.13% | -19.34%
| Z-Score (Absolute) |  | 1.35 | 1.19 | 0.67 | 0.02 | 0 | 0.45 | 0.11 | 1.12 | 1.01
| Analytical results for Ba in OREAS C27h (Certified Value 0.294 wt.%) | [10 empty] | Certified
Ba | Round | Replicate | Lab | Lab | Lab | Lab | Lab | Lab | Lab | Lab | Lab | 1
| No | No | 01 | 02 | 03 | 04 | 05 | 06 | 07 | 08 | 10 | wt.%
|  |  | 4A*OES/MS | 4A*OES/MS | 4A*OES | 4A*OES/MS | 4A*MS | 4A*MS | 4A*MS | 4A*MS | 4A*OES/MS | 3
3
| 1 | 1 | 0.2923 | 0.289 | 0.269 | 0.309 | 0.29203 | 0.294 | 0.29696 | 0.2964 | 0.285 | 1
| 1 | 2 | 0.2902 | 0.281 | 0.267 | 0.314 | 0.3102 | 0.293 | 0.29428 | 0.3081 | 0.292 | 20
| 1 | 3 | 0.2839 | 0.303 | 0.273 | 0.319 | 0.30044 | 0.291 | 0.29442 | 0.3112 | 0.288 | 16
| 1 | 4 | 0.2911 | 0.287 | 0.28 | 0.322 | 0.30139 | 0.291 | 0.29281 | 0.2966 | 0.29 | 0.29448
| 1 | 5 | 0.2979 | 0.29 | 0.277 | 0.305 | 0.29968 | 0.289 | 0.29323 | 0.2959 | 0.295 | 12
| 1 | 6 | 0.2962 | 0.301 | 0.277 | 0.32 | 0.30173 | 0.291 | 0.2866 | 0.3065 | 0.288
| Mean |  | 0.29193 | 0.29183 | 0.27383 | 0.31483 | 0.30091 | 0.2915 | 0.29305 | 0.30245 | 0.28967
| Median |  | 0.2917 | 0.2895 | 0.275 | 0.3165 | 0.30091 | 0.291 | 0.29375 | 0.30155 | 0.289
| Std Dev. |  | 0.0049431 | 0.0084951 | 0.0050761 | 0.0067355 | 0.005793 | 0.0017607 | 0.0034748 | 0.0069082 | 0.0035024
| Rel.Std.Dev. |  | 1.693% | 2.911% | 1.854% | 2.139% | 1.925% | 0.604% | 1.186% | 2.284% | 1.209%
| PDM3 |  | -0.8641% | -0.898% | -7.011% | 6.912% | 2.185% | -1.011% | -0.4849% | 2.707% | -1.634%
| Z-Score (Absolute) |  | 0 | 0.03 | 5.38 | 6.81 | 2.67 | 0.13 | 0.33 | 3.13 | 0.67
| Analytical results for Be in OREAS C27h (Certified Value 3.2 ppm) | [10 empty] | Certified
Be | Round | Replicate | Lab | Lab | Lab | Lab | Lab | Lab | Lab | Lab | Lab | 1
| No | No | 01 | 02 | 03 | 04 | 05 | 06 | 07 | 08 | 10 | ppm
|  |  | 4A*MS | 4A*OES/MS | 4A*MS | 4A*OES/MS | 4A*MS | 4A*MS | 4A*MS | 4A*MS | 4A*OES/MS | 2
3
| 1 | 1 | 3.32 | 3.12 | 3.3 | 3.2 | 3.39 | 3.1 | 3.27 | 3 | 3.04 | 1
| 1 | 2 | 3.26 | 3.07 | 3.6 | 3.2 | 3.36 | 3.2 | 3.23 | 3 | 3.09 | 21
| 1 | 3 | 3.24 | 3.31 | 3.6 | 3 | 3.3 | 3.2 | 3.24 | 3 | 3.09 | 16
| 1 | 4 | 3.14 | 3.09 | 3.3 | 3.1 | 3.39 | 3.2 | 3.18 | 3 | 3.09 | 3.2014
| 1 | 5 | 3.25 | 3.15 | 3.5 | 3.2 | 3.39 | 3.2 | 3.33 | 4 | 3.16 | 13
| 1 | 6 | 3.13 | 3.22 | 3.6 | 3.1 | 3.33 | 3.2 | 3.34 | 4 | 3.04
| Mean |  | 3.2233 | 3.16 | 3.4833 | 3.1333 | 3.36 | 3.1833 | 3.265 | 3.3333 | 3.085
| Median |  | 3.245 | 3.135 | 3.55 | 3.15 | 3.375 | 3.2 | 3.255 | 3 | 3.09
| Std Dev. |  | 0.073937 | 0.090333 | 0.1472 | 0.08165 | 0.037947 | 0.040825 | 0.061563 | 0.5164 | 0.044159
| Rel.Std.Dev. |  | 2.294% | 2.859% | 4.226% | 2.606% | 1.129% | 1.282% | 1.886% | 15.49% | 1.431%
| PDM3 |  | 0.6842% | -1.294% | 8.806% | -2.127% | 4.953% | -0.5652% | 1.986% | 4.12% | -3.637%
| Z-Score (Absolute) |  | 0.2 | 0.44 | 2.87 | 0.72 | 1.6 | 0.2 | 0.63 | NA | 1.21
Results from laboratory 8 were removed due to their 1 ppm reading resolution.
| Analytical results for Bi in OREAS C27h (Certified Value 0.16 ppm) | [10 empty] | Certified
Bi | Round | Replicate | Lab | Lab | Lab | Lab | Lab | Lab | Lab | Lab | Lab | 1
| No | No | 01 | 02 | 03 | 04 | 05 | 06 | 07 | 08 | 10 | ppm
|  |  | 4A*MS | 4A*OES/MS | 4A*MS | 4A*OES/MS | 4A*MS | 4A*MS | 4A*MS | 4A*MS | 4A*OES/MS | 2
2
| 1 | 1 | 0.12 | 0.17 | 0.2 | 0.17 | 0.25 | < 0.1 | 0.15 | 0.1 | 0.17 | 1
| 1 | 2 | 0.16 | 0.16 | 0.1 | 0.25 | 0.11 | 0.2 | 0.16 | 0.2 | 0.18 | 22
| 1 | 3 | 0.21 | 0.34 | 0.1 | 0.14 | 0.17 | 0.2 | 0.13 | 0.1 | 0.16 | 16
| 1 | 4 | 0.13 | 0.18 | 0.1 | 0.21 | 0.22 | 0.2 | 0.13 | 0.1 | 0.11 | 0.16456
| 1 | 5 | 0.12 | 0.16 | 0.1 | 0.2 | 0.14 | 0.1 | 0.1 | 0.2 | 0.32 | 14
| 1 | 6 | 0.16 | 0.19 | 0.1 | 0.13 | 0.15 | 0.2 | 0.27 | 0.2 | 0.14
| Mean |  | 0.15 | 0.2 | 0.11667 | 0.18333 | 0.17333 | 0.18 | 0.15667 | 0.15 | 0.18
| Median |  | 0.145 | 0.175 | 0.1 | 0.185 | 0.16 | 0.2 | 0.14 | 0.15 | 0.165
| Std Dev. |  | 0.034641 | 0.06957 | 0.040825 | 0.045461 | 0.052409 | 0.044721 | 0.059217 | 0.054772 | 0.072938
| Rel.Std.Dev. |  | 23.09% | 34.79% | 34.99% | 24.8% | 30.24% | 24.85% | 37.8% | 36.51% | 40.52%
| PDM3 |  | -8.845% | 21.54% | -29.1% | 11.41% | 5.334% | 9.386% | -4.794% | -8.845% | 9.386%
| Z-Score (Absolute) |  | 1.35 | 1.18 | NA | 0.34 | 0.17 | NA | 1.01 | NA | 0.17
Results from laboratories 3, 6 and 8 were removed due to their 0.1 ppm reading resolution.
| Analytical results for Ca in OREAS C27h (Certified Value 1.11 wt.%) | [10 empty] | Certified
Ca | Round | Replicate | Lab | Lab | Lab | Lab | Lab | Lab | Lab | Lab |  | 1
| No | No | 01 | 02 | 04 | 05 | 06 | 07 | 08 | 10 |  | wt.%
|  |  | 4A*OES/MS | 4A*OES/MS | 4A*OES/MS | 4A*OES | 4A*OES | 4A*MS | 4A*MS | 4A*OES/MS |  | 2
3
| 1 | 1 | 1.077 | 1.24 | 1.2 | 1.1096 | 1.05 | 1.0466 | 1.1 | 1.12 |  | 1
| 1 | 2 | 1.119 | 1.18 | 1.12 | 1.0926 | 1.1 | 1.0188 | 1.13 | 1.11 |  | 0
| 1 | 3 | 1.106 | 1.09 | 1.16 | 1.0759 | 1.12 | 1.0542 | 1.18 | 1.11 |  | 16
| 1 | 4 | 1.066 | 1.14 | 1.17 | 1.0854 | 1.08 | 1.0885 | 1.14 | 1.11 |  | 1.115
| 1 | 5 | 1.02 | 1.2 | 1.23 | 1.1119 | 1.07 | 1.0522 | 1.19 | 1.18 |  | 15
| 1 | 6 | 1.036 | 1.24 | 1.1 | 1.1721 | 1.1 | 1.0947 | 1.16 | 1.05
| Mean |  | 1.0707 | 1.1817 | 1.1633 | 1.1079 | 1.0867 | 1.0592 | 1.15 | 1.1133
| Median |  | 1.0715 | 1.19 | 1.165 | 1.1011 | 1.09 | 1.0532 | 1.15 | 1.11
| Std Dev. |  | 0.038511 | 0.058793 | 0.048442 | 0.034365 | 0.025033 | 0.028226 | 0.033466 | 0.041312
| Rel.Std.Dev. |  | 3.597% | 4.975% | 4.164% | 3.102% | 2.304% | 2.665% | 2.91% | 3.711%
| PDM3 |  | -3.975% | 5.98% | 4.336% | -0.6343% | -2.54% | -5.007% | 3.14% | -0.1485%
| Z-Score (Absolute) |  | 0.68 | 1.21 | 0.9 | 0.05 | 0.41 | 0.87 | 0.67 | 0.05
| Analytical results for Cd in OREAS C27h (Certified Value 0.4 ppm) | [10 empty] | Certified
Cd | Round | Replicate | Lab | Lab | Lab | Lab | Lab | Lab | Lab | Lab | Lab | 1
| No | No | 01 | 02 | 03 | 04 | 05 | 06 | 07 | 08 | 10 | ppm
|  |  | 4A*MS | 4A*OES/MS | 4A*MS | 4A*OES/MS | 4A*MS | 4A*MS | 4A*MS | 4A*MS | 4A*OES/MS | 2
2
| 1 | 1 | 0.35 | 0.41 | 0.9 | < 0.3 | 0.43 | < 0.5 | 0.34 | 0.4 | 0.39 | 1
| 1 | 2 | 0.44 | 0.41 | 1 | < 0.3 | 0.41 | < 0.5 | 0.3 | 0.4 | 0.44 | 23
| 1 | 3 | 0.43 | 0.47 | 0.8 | < 0.3 | 0.44 | < 0.5 | 0.38 | 0.3 | 0.41 | 16
| 1 | 4 | 0.4 | 0.38 | 0.8 | < 0.3 | 0.44 | < 0.5 | 0.34 | 0.4 | 0.4 | 0.401
| 1 | 5 | 0.38 | 0.45 | 0.8 | < 0.3 | 0.43 | < 0.5 | 0.32 | 0.4 | 0.41 | 16
| 1 | 6 | 0.41 | 0.41 | 0.9 | < 0.3 | 0.46 | < 0.5 | 0.39 | 0.4 | 0.36
| Mean |  | 0.40167 | 0.42167 | 0.86667 |  | 0.435 |  | 0.345 | 0.38333 | 0.40167
| Median |  | 0.405 | 0.41 | 0.85 |  | 0.435 |  | 0.34 | 0.4 | 0.405
| Std Dev. |  | 0.033116 | 0.032506 | 0.08165 |  | 0.016432 |  | 0.034496 | 0.040825 | 0.026394
| Rel.Std.Dev. |  | 8.245% | 7.709% | 9.421% |  | 3.777% |  | 9.999% | 10.65% | 6.571%
| PDM3 |  | 0.1663% | 5.154% | 116.1% |  | 8.479% |  | -13.97% | -4.406% | 0.1663%
| Z-Score (Absolute) |  | 0 | 0.4 | NA | 5.09 | 0.67 | 3.07 | 1.15 | NA | 0
| Analytical results for Ce in OREAS C27h (Certified Value 94 ppm) | [10 empty] | Certified
Ce | Round | Replicate | Lab | Lab | Lab | Lab | Lab | Lab | Lab | Lab | Lab | 1
| No | No | 01 | 02 | 03 | 04 | 05 | 06 | 07 | 08 | 10 | ppm
|  |  | 4A*MS | 4A*OES/MS | 4A*MS | 4A*OES/MS | 4A*MS | 4A*MS | 4A*MS | 4A*MS | 4A*OES/MS | 0
1
| 1 | 1 | 98.66 | 88.4 | 51.3 | 97.2 | 95.41 | 96.6 | 99.58 | 91 | 87.4 | 1
| 1 | 2 | 104 | 89.5 | 59.6 | 94.2 | 92.01 | 94.6 | 93.26 | 95 | 83.2 | 24
| 1 | 3 | 101 | 88.2 | 59.2 | 99.8 | 86.44 | 96 | 93.27 | 99 | 80.4 | 16
| 1 | 4 | 98.39 | 88 | 77.3 | 100 | 94.8 | 95.5 | 96.1 | 97 | 76.3 | 93.8672
| 1 | 5 | 103 | 94.6 | 74.9 | 104 | 105.91 | 95.5 | 92.97 | 99 | 86.1 | 17
| 1 | 6 | 99.91 | 91.7 | 67.3 | 97.8 | 88.23 | 96 | 93.57 | 99 | 79.3
| Mean |  | 100.8267 | 90.0667 | 64.9333 | 98.8333 | 93.8 | 95.7 | 94.7917 | 96.6667 | 82.1167
| Median |  | 100.455 | 88.95 | 63.45 | 98.8 | 93.405 | 95.75 | 93.42 | 98 | 81.8
| Std Dev. |  | 2.2933 | 2.6105 | 10.0504 | 3.2922 | 6.9086 | 0.67528 | 2.612 | 3.2042 | 4.2348
| Rel.Std.Dev. |  | 2.274% | 2.898% | 15.48% | 3.331% | 7.365% | 0.7056% | 2.755% | 3.315% | 5.157%
| PDM3 |  | 7.414% | -4.049% | -30.82% | 5.291% | -0.07156% | 1.953% | 0.9849% | 2.982% | -12.52%
| Z-Score (Absolute) |  | 1.01 | 0.79 | 4.98 | 0.67 | 0.17 | 0.15 | 0 | 0.31 | 2.11
| Analytical results for Co in OREAS C27h (Certified Value 2.1 ppm) | [10 empty] | Certified
Co | Round | Replicate | Lab | Lab | Lab | Lab | Lab | Lab | Lab | Lab | Lab | 1
| No | No | 01 | 02 | 03 | 04 | 05 | 06 | 07 | 08 | 10 | ppm
|  |  | 4A*MS | 4A*OES/MS | 4A*MS | 4A*OES/MS | 4A*MS | 4A*OES | 4A*MS | 4A*MS | 4A*OES/MS | 2
3
| 1 | 1 | 1.9 | 2 | 2.4 | 4 | 2.4 | < 5 | 2.5 | 2.1 | 1.7 | 1
| 1 | 2 | 2.1 | 2.2 | 2.5 | 5 | 1.9 | < 5 | 2.3 | 2.1 | 1.7 | 25
| 1 | 3 | 2.2 | 1.9 | 2 | 2 | 1.9 | < 5 | 2.1 | 2 | 1.8 | 16
| 1 | 4 | 2.3 | 1.9 | 2 | 2 | 2 | < 5 | 2 | 2.3 | 1.6 | 2.0961
| 1 | 5 | 1.9 | 2 | 1.8 | 2 | 2 | < 5 | 2.1 | 2.4 | 1.7 | 18
| 1 | 6 | 2 | 1.9 | 2.2 | 1 | 2 | < 5 | 2.3 | 2.3 | 1.5
| Mean |  | 2.0667 | 1.9833 | 2.15 | 2.6667 | 2.0333 |  | 2.2167 | 2.2 | 1.6667
| Median |  | 2.05 | 1.95 | 2.1 | 2 | 2 |  | 2.2 | 2.2 | 1.7
| Std Dev. |  | 0.1633 | 0.1169 | 0.26646 | 1.5055 | 0.18619 |  | 0.18348 | 0.15492 | 0.10328
| Rel.Std.Dev. |  | 7.902% | 5.894% | 12.39% | 56.46% | 9.157% |  | 8.278% | 7.042% | 6.197%
| PDM3 |  | -1.405% | -5.38% | 2.571% | 27.22% | -2.995% |  | 5.751% | 4.956% | -20.49%
| Z-Score (Absolute) |  | 0.28 | 0.84 | 0.28 | NA | 0.51 | 2.64 | 0.73 | 0.62 | 2.98
Results from laboratory 4 were removed due to their 1 ppm reading resolution.
| Analytical results for Cr in OREAS C27h (Indicative Value 6.33 ppm) | [10 empty] | Indicative
Cr | Round | Replicate | Lab | Lab | Lab | Lab | Lab | Lab | Lab | Lab |  | 1
| No | No | 01 | 02 | 04 | 05 | 06 | 07 | 08 | 10 |  | ppm
|  |  | 4A*OES/MS | 4A*OES/MS | 4A*OES/MS | 4A*OES | 4A*MS | 4A*MS | 4A*MS | 4A*OES/MS |  | 2
2
| 1 | 1 | 4 | 7 | 9 | 12 | 2 | 2 | 4 | 6 |  | 1
| 1 | 2 | 5 | 6 | 14 | 20 | 2 | 3 | 6 | 5 |  | 3
| 1 | 3 | 6 | 5 | 12 | 6 | 4 | 3 | 7 | 5 |  | 16
| 1 | 4 | 4 | 8 | 9 | 17 | 4 | 2 | 6 | 4 |  | 6.3292
| 1 | 5 | 4 | 7 | 13 | 6 | 4 | 2 | 9 | 7 |  | 9
| 1 | 6 | 4 | 6 | 10 | 13 | 4 | 3 | 9 | 3
| Mean |  | 4.5 | 6.5 | 11.1667 | 12.3333 | 3.3333 | 2.5 | 6.8333 | 5
| Median |  | 4 | 6.5 | 11 | 12.5 | 4 | 2.5 | 6.5 | 5
| Std Dev. |  | 0.83666 | 1.0488 | 2.137 | 5.6804 | 1.0328 | 0.54772 | 1.9408 | 1.4142
| Rel.Std.Dev. |  | 18.59% | 16.14% | 19.14% | 46.06% | 30.98% | 21.91% | 28.4% | 28.28%
| PDM3 |  | -28.9% | 2.699% | 76.43% | 94.87% | -47.33% | -60.5% | 7.966% | -21%
| Z-Score (Absolute) |  | 0.46 | 0.28 | 1.99 | 2.42 | 0.89 | 1.2 | 0.4 | 0.28
| Analytical results for Cs in OREAS C27h (Certified Value 6.67 ppm) | [10 empty] | Certified
Cs | Round | Replicate | Lab | Lab | Lab | Lab | Lab | Lab | Lab | Lab |  | 1
| No | No | 01 | 02 | 03 | 04 | 05 | 06 | 07 | 10 |  | ppm
|  |  | 4A*MS | 4A*OES/MS | 4A*MS | 4A*OES/MS | 4A*MS | 4A*MS | 4A*MS | 4A*OES/MS |  | 2
3
| 1 | 1 | 6.19 | 6.36 | 5.21 | 6.89 | 7.2 | 6.6 | 6.72 | 6.52 |  | 1
| 1 | 2 | 6.38 | 6.58 | 5.42 | 6.59 | 6.88 | 6.7 | 6.77 | 6.72 |  | 27
| 1 | 3 | 6.54 | 6.11 | 5.18 | 6.98 | 6.99 | 7 | 6.52 | 6.72 |  | 16
| 1 | 4 | 6.19 | 6.56 | 5.65 | 6.81 | 6.97 | 6.8 | 6.65 | 6.64 |  | 6.6652
| 1 | 5 | 5.83 | 6.71 | 5.61 | 7.1 | 7.09 | 6.6 | 6.6 | 6.86 |  | 19
| 1 | 6 | 5.95 | 6.73 | 5.76 | 6.95 | 7.01 | 6.7 | 6.73 | 6.5
| Mean |  | 6.18 | 6.5083 | 5.4717 | 6.8867 | 7.0233 | 6.7333 | 6.665 | 6.66
| Median |  | 6.19 | 6.57 | 5.515 | 6.92 | 7 | 6.7 | 6.685 | 6.68
| Std Dev. |  | 0.26275 | 0.23592 | 0.24095 | 0.17443 | 0.10985 | 0.15055 | 0.093541 | 0.13624
| Rel.Std.Dev. |  | 4.252% | 3.625% | 4.404% | 2.533% | 1.564% | 2.236% | 1.403% | 2.046%
| PDM3 |  | -7.28% | -2.354% | -17.91% | 3.322% | 5.373% | 1.022% | -0.003572% | -0.07859%
| Z-Score (Absolute) |  | 1.72 | 0.55 | 4.24 | 0.8 | 1.29 | 0.25 | 0.01 | 0.01
| Analytical results for Cu in OREAS C27h (Certified Value 5.05 ppm) | [10 empty] | Certified
Cu | Round | Replicate | Lab | Lab | Lab | Lab | Lab | Lab | Lab | Lab | Lab | 1
| No | No | 01 | 02 | 03 | 04 | 05 | 06 | 07 | 08 | 10 | ppm
|  |  | 4A*OES/MS | 4A*OES/MS | 4A*MS | 4A*OES/MS | 4A*MS | 4A*OES | 4A*MS | 4A*MS | 4A*OES/MS | 2
2
| 1 | 1 | 7.3 | 4.1 | 5 | 7 | 6.4 | 4 | 28.4 | 5.9 | 4.5 | 1
| 1 | 2 | 6.2 | 4.7 | 7 | 9 | 4 | 4 | 11.6 | 6.1 | 4.4 | 28
| 1 | 3 | 6.4 | 3.8 | 5 | 6 | 5 | 4 | 7.4 | 6.4 | 3.9 | 16
| 1 | 4 | 6.1 | 3.9 | 5 | 5 | 4.7 | 4 | 7.1 | 5.6 | 3.2 | 5.05
| 1 | 5 | 5.6 | 4.2 | 5 | 6 | 5.4 | 4 | 9 | 6.7 | 4.1 | 20
| 1 | 6 | 5 | 5 | 6 | 5 | 4.3 | 2 | 7.2 | 6.7 | 3
| Mean |  | 6.1 | 4.2833 | 5.5 | 6.3333 | 4.9667 | 3.6667 | 11.7833 | 6.2333 | 3.85
| Median |  | 6.15 | 4.15 | 5 | 6 | 4.85 | 4 | 8.2 | 6.25 | 4
| Std Dev. |  | 0.7746 | 0.47081 | 0.83666 | 1.5055 | 0.85946 | 0.8165 | 8.3192 | 0.44572 | 0.62209
| Rel.Std.Dev. |  | 12.7% | 10.99% | 15.21% | 23.77% | 17.3% | 22.27% | 70.6% | 7.151% | 16.16%
| PDM3 |  | 20.79% | -15.18% | 8.911% | 25.41% | -1.65% | -27.39% | 133.3% | 23.43% | -23.76%
| Z-Score (Absolute) |  | 0.49 | 0.98 | 0 | 0.67 | 0.43 | 1.48 | 5.08 | 0.59 | 1.34
| Analytical results for Dy in OREAS C27h (Indicative Value 3.58 ppm) | [10 empty] | Indicative
Dy | Round | Replicate | 01: Lab; 02: Lab; 03: Lab; 04: Lab | 1
| No | No | 01: 03; 02: 04; 03: 05; 04: 06 | ppm
|  |  | 01: 4A*MS; 02: 4A*OES/MS; 03: 4A*MS; 04: 4A*MS | 2
2
| 1 | 1 | 01: 2.5; 02: 3.7; 03: 3.89; 04: 3.7 | 1
| 1 | 2 | 01: 2.8; 02: 3.6; 03: 3.8; 04: 3.7 | 4
| 1 | 3 | 01: 2.7; 02: 3.8; 03: 3.78; 04: 3.9 | 16
| 1 | 4 | 01: 3.5; 02: 3.6; 03: 3.92; 04: 3.8 | 3.5787
| 1 | 5 | 01: 3.4; 02: 3.6; 03: 4.14; 04: 3.75 | 10
| 1 | 6 | 01: 3.2; 02: 3.6; 03: 3.71; 04: 3.8
| Mean |  | 01: 3.0167; 02: 3.65; 03: 3.8733; 04: 3.775
| Median |  | 01: 3; 02: 3.6; 03: 3.845; 04: 3.775
| Std Dev. |  | 01: 0.40702; 02: 0.083666; 03: 0.15122; 04: 0.075829
| Rel.Std.Dev. |  | 01: 13.49%; 02: 2.292%; 03: 3.904%; 04: 2.009%
| PDM3 |  | 01: -15.71%; 02: 1.991%; 03: 8.231%; 04: 5.484%
| Z-Score (Absolute) |  | 01: 4.2; 02: 0.38; 03: 0.97; 04: 0.38
| Analytical results for Er in OREAS C27h (Indicative Value 1.02 ppm) | [10 empty] | Indicative
Er | Round | Replicate | 01: Lab; 02: Lab; 03: Lab; 04: Lab | 1
| No | No | 01: 03; 02: 04; 03: 05; 04: 06 | ppm
|  |  | 01: 4A*MS; 02: 4A*OES/MS; 03: 4A*MS; 04: 4A*MS | 2
2
| 1 | 1 | 01: 0.8; 02: 1.1; 03: 1.07; 04: 1.05 | 1
| 1 | 2 | 01: 0.9; 02: 1; 03: 1.06; 04: 1 | 5
| 1 | 3 | 01: 0.9; 02: 1; 03: 1.02; 04: 1.1 | 16
| 1 | 4 | 01: 1; 02: 1; 03: 1.08; 04: 1.05 | 1.0208
| 1 | 5 | 01: 1; 02: 1; 03: 1.06; 04: 1.05 | 11
| 1 | 6 | 01: 1; 02: 1; 03: 1.05; 04: 1.05
| Mean |  | 01: 0.93333; 02: 1.0167; 03: 1.0567; 04: 1.05
| Median |  | 01: 0.95; 02: 1; 03: 1.06; 04: 1.05
| Std Dev. |  | 01: 0.08165; 02: 0.040825; 03: 0.020656; 04: 0.031623
| Rel.Std.Dev. |  | 01: 8.748%; 02: 4.016%; 03: 1.955%; 04: 3.012%
| PDM3 |  | 01: -8.571%; 02: -0.4082%; 03: 3.51%; 04: 2.857%
| Z-Score (Absolute) |  | 01: 3.37; 02: 0.56; 03: 0.79; 04: 0.56
| Analytical results for Eu in OREAS C27h (Indicative Value 1.5 ppm) | [10 empty] | Indicative
Eu | Round | Replicate | 01: Lab; 02: Lab; 03: Lab; 04: Lab | 1
| No | No | 01: 03; 02: 04; 03: 05; 04: 06 | ppm
|  |  | 01: 4A*MS; 02: 4A*OES/MS; 03: 4A*MS; 04: 4A*MS | 2
2
| 1 | 1 | 01: 2.17; 02: 1.26; 03: 1.4; 04: 1.35 | 1
| 1 | 2 | 01: 1.94; 02: 1.22; 03: 1.37; 04: 1.4 | 6
| 1 | 3 | 01: 1.96; 02: 1.34; 03: 1.34; 04: 1.45 | 16
| 1 | 4 | 01: 1.76; 02: 1.27; 03: 1.41; 04: 1.4 | 1.4983
| 1 | 5 | 01: 1.83; 02: 1.33; 03: 1.49; 04: 1.35 | 12
| 1 | 6 | 01: 1.84; 02: 1.29; 03: 1.34; 04: 1.45
| Mean |  | 01: 1.9167; 02: 1.285; 03: 1.3917; 04: 1.4
| Median |  | 01: 1.89; 02: 1.28; 03: 1.385; 04: 1.4
| Std Dev. |  | 01: 0.14459; 02: 0.045056; 03: 0.056362; 04: 0.044721
| Rel.Std.Dev. |  | 01: 7.544%; 02: 3.506%; 03: 4.05%; 04: 3.194%
| PDM3 |  | 01: 27.92%; 02: -14.24%; 03: -7.119%; 04: -6.563%
| Z-Score (Absolute) |  | 01: 6.11; 02: 1.3; 03: 0.05; 04: 0.05
| Analytical results for Fe in OREAS C27h (Certified Value 2.47 wt.%) | [10 empty] | Certified
Fe | Round | Replicate | Lab | Lab | Lab | Lab | Lab | Lab | Lab | Lab | Lab | 1
| No | No | 01 | 02 | 03 | 04 | 05 | 06 | 07 | 08 | 10 | wt.%
|  |  | 4A*OES/MS | 4A*OES/MS | 4A*OES | 4A*OES/MS | 4A*OES | 4A*OES | 4A*MS | 4A*MS | 4A*OES/MS | 2
3
| 1 | 1 | 2.79 | 2.49 | 2.55 | 2.5 | 2.37 | 2.49 | 2.63 | 2.54 | 2.3 | 1
| 1 | 2 | 2.89 | 2.4 | 2.51 | 2.48 | 2.24 | 2.5 | 2.52 | 2.57 | 2.3 | 0
| 1 | 3 | 2.86 | 2.36 | 2.3 | 2.58 | 2.26 | 2.5 | 2.38 | 2.56 | 2.32 | 16
| 1 | 4 | 2.84 | 2.41 | 2.52 | 2.51 | 2.3 | 2.49 | 2.48 | 2.57 | 2.23 | 2.4698
| 1 | 5 | 2.74 | 2.46 | 2.34 | 2.59 | 2.33 | 2.42 | 2.49 | 2.66 | 2.39 | 21
| 1 | 6 | 2.85 | 2.49 | 2.47 | 2.46 | 2.38 | 2.48 | 2.52 | 2.63 | 2.23
| Mean |  | 2.8283 | 2.435 | 2.4483 | 2.52 | 2.3133 | 2.48 | 2.5033 | 2.5883 | 2.295
| Median |  | 2.845 | 2.435 | 2.49 | 2.505 | 2.315 | 2.49 | 2.505 | 2.57 | 2.3
| Std Dev. |  | 0.054191 | 0.053198 | 0.10342 | 0.053292 | 0.057155 | 0.030332 | 0.080664 | 0.046224 | 0.060249
| Rel.Std.Dev. |  | 1.916% | 2.185% | 4.224% | 2.115% | 2.471% | 1.223% | 3.222% | 1.786% | 2.625%
| PDM3 |  | 14.52% | -1.408% | -0.8676% | 2.034% | -6.334% | 0.4145% | 1.359% | 4.801% | -7.076%
| Z-Score (Absolute) |  | 5.22 | 0.67 | 0.47 | 0.6 | 2.5 | 0 | 0.35 | 1.62 | 2.77
| Analytical results for Ga in OREAS C27h (Certified Value 23 ppm) | [10 empty] | Certified
Ga | Round | Replicate | Lab | Lab | Lab | Lab | Lab | Lab | Lab | Lab |  | 1
| No | No | 01 | 02 | 03 | 04 | 05 | 06 | 07 | 10 |  | ppm
|  |  | 4A*MS | 4A*OES/MS | 4A*MS | 4A*OES/MS | 4A*MS | 4A*MS | 4A*MS | 4A*OES/MS |  | 1
2
| 1 | 1 | 23.58 | 22.2 | 21.8 | 29.8 | 23.71 | 22.6 | 23.1 | 22.4 |  | 1
| 1 | 2 | 22.91 | 23.3 | 22.8 | 31.1 | 24.23 | 23.2 | 23.58 | 23.7 |  | 32
| 1 | 3 | 23.98 | 22.5 | 21.9 | 30.5 | 25.06 | 22 | 22.57 | 22.6 |  | 16
| 1 | 4 | 22.7 | 23.2 | 23.1 | 32.4 | 24.95 | 23 | 23.22 | 22.9 |  | 22.9764
| 1 | 5 | 22.61 | 24 | 22.8 | 34.3 | 24.52 | 22.8 | 23.34 | 23.8 |  | 22
| 1 | 6 | 23.32 | 24.4 | 23.6 | 30.2 | 24.39 | 21.8 | 23.14 | 22.7
| Mean |  | 23.1833 | 23.2667 | 22.6667 | 31.3833 | 24.4767 | 22.5667 | 23.1583 | 23.0167
| Median |  | 23.115 | 23.25 | 22.8 | 30.8 | 24.455 | 22.7 | 23.18 | 22.8
| Std Dev. |  | 0.5381 | 0.84301 | 0.69761 | 1.6916 | 0.49444 | 0.55737 | 0.336 | 0.59133
| Rel.Std.Dev. |  | 2.321% | 3.623% | 3.078% | 5.39% | 2.02% | 2.47% | 1.451% | 2.569%
| PDM3 |  | 0.9007% | 1.263% | -1.348% | 36.59% | 6.53% | -1.783% | 0.7919% | 0.1753%
| Z-Score (Absolute) |  | 0.03 | 0.2 | 1.03 | 16.82 | 2.68 | 1.24 | 0.03 | 0.32
| Analytical results for Gd in OREAS C27h (Indicative Value 5.82 ppm) | [10 empty] | Indicative
Gd | Round | Replicate | 01: Lab; 02: Lab; 03: Lab; 04: Lab |  | 1
| No | No | 01: 03; 02: 04; 03: 05; 04: 06 |  | ppm
|  |  | 01: 4A*MS; 02: 4A*OES/MS; 03: 4A*MS; 04: 4A*MS |  | 2
2
| 1 | 1 | 01: 4; 02: 5.8; 03: 6.21; 04: 6.2 |  | 1
| 1 | 2 | 01: 4.4; 02: 6.2; 03: 6.02; 04: 6.4 |  | 7
| 1 | 3 | 01: 4.3; 02: 6.2; 03: 5.87; 04: 6.6 |  | 16
| 1 | 4 | 01: 5.5; 02: 6; 03: 6.08; 04: 6.4 |  | 5.8153
| 1 | 5 | 01: 5.4; 02: 6.3; 03: 6.66; 04: 6.4 |  | 13
| 1 | 6 | 01: 4.9; 02: 5.8; 03: 5.96; 04: 6.6
| Mean |  | 01: 4.75; 02: 6.05; 03: 6.1333; 04: 6.4333
| Median |  | 01: 4.65; 02: 6.1; 03: 6.05; 04: 6.4
| Std Dev. |  | 01: 0.61563; 02: 0.21679; 03: 0.28225; 04: 0.15055
| Rel.Std.Dev. |  | 01: 12.96%; 02: 3.583%; 03: 4.602%; 04: 2.34%
| PDM3 |  | 01: -18.32%; 02: 4.035%; 03: 5.468%; 04: 10.63%
| Z-Score (Absolute) |  | 01: 4.72; 02: 0.15; 03: 0.15; 04: 1.2
| Analytical results for Ge in OREAS C27h (Indicative Value 0.7 ppm) | [10 empty] | Indicative
Ge | Round | Replicate | Lab | Lab | Lab | Lab | Lab |  |  |  |  | 1
| No | No | 02 | 04 | 05 | 07 | 10 |  |  |  |  | ppm
|  |  | 4A*OES/MS | 4A*OES/MS | 4A*MS | 4A*MS | 4A*OES/MS |  |  |  |  | 2
2
| 1 | 1 | 0.13 | < 0.1 | 1.3 | 1.2 | 0.13 |  |  |  |  | 1
| 1 | 2 | 0.09 | < 0.1 | 1.4 | 1.2 | 0.13 |  |  |  |  | 34
| 1 | 3 | 0.12 | < 0.1 | 1.3 | 1.2 | 0.15 |  |  |  |  | 16
| 1 | 4 | 0.13 | < 0.1 | 1.3 | 1.3 | 0.12 |  |  |  |  | 0.69708
| 1 | 5 | 0.14 | < 0.1 | 1.3 | 1.2 | 0.14 |  |  |  |  | 9
| 1 | 6 | 0.12 | < 0.1 | 1.3 | 1.2 | 0.13
| Mean |  | 01: 0.12167; 03: 1.3167; 04: 1.2167; 05: 0.13333
| Median |  | 01: 0.125; 03: 1.3; 04: 1.2; 05: 0.13
| Std Dev. |  | 01: 0.017224; 03: 0.040825; 04: 0.040825; 05: 0.010328
| Rel.Std.Dev. |  | 01: 14.16%; 03: 3.101%; 04: 3.355%; 05: 7.746%
| PDM3 |  | 01: -82.55%; 03: 88.88%; 04: 74.54%; 05: -80.87%
| Z-Score (Absolute) |  | 0.09 | 0.67 | 9.58 | 8.77 | 0
| Analytical results for Hf in OREAS C27h (Certified Value 6.61 ppm) | [10 empty] | Certified
Hf | Round | Replicate | Lab | Lab | Lab | Lab | Lab | Lab | Lab | Lab | Lab | 1
| No | No | 01 | 02 | 03 | 04 | 05 | 06 | 07 | 08 | 10 | ppm
|  |  | 4A*MS | 4A*OES/MS | 4A*MS | 4A*OES/MS | 4A*MS | 4A*MS | 4A*MS | 4A*MS | 4A*OES/MS | 2
3
| 1 | 1 | 6.72 | 6.4 | 6.26 | 0.3 | 6.26 | 7 | 6.63 | 6.4 | 6.8 | 1
| 1 | 2 | 6.54 | 6.2 | 6.52 | 6.7 | 6.67 | 7 | 6.51 | 6.7 | 6.8 | 18
| 1 | 3 | 6.18 | 7 | 6.52 | 6.8 | 6.55 | 7 | 6.53 | 6.8 | 6.7 | 16
| 1 | 4 | 6.48 | 6.4 | 6.61 | 6.9 | 6.41 | 7 | 6.72 | 6.4 | 6.7 | 6.6054
| 1 | 5 | 6.95 | 6.7 | 6.68 | 6.4 | 6.68 | 7 | 6.66 | 6.4 | 7 | 23
| 1 | 6 | 6.81 | 6.6 | 6.7 | 6.6 | 6.47 | 7 | 6.72 | 6.6 | 6.6
| Mean |  | 6.6133 | 6.55 | 6.5483 | 5.6167 | 6.5067 | 7 | 6.6283 | 6.55 | 6.7667
| Median |  | 6.63 | 6.5 | 6.565 | 6.65 | 6.51 | 7 | 6.645 | 6.5 | 6.75
| Std Dev. |  | 0.27362 | 0.28107 | 0.16055 | 2.6103 | 0.16133 | 0 | 0.091086 | 0.17607 | 0.13663
| Rel.Std.Dev. |  | 4.137% | 4.291% | 2.452% | 46.47% | 2.479% | 0% | 1.374% | 2.688% | 2.019%
| PDM3 |  | 0.1199% | -0.839% | -0.8642% | -14.97% | -1.495% | 5.974% | 0.3469% | -0.839% | 2.441%
| Z-Score (Absolute) |  | 0.67 | 0 | 0.02 | 9.94 | 0.46 | 4.79 | 0.83 | 0 | 2.31
| Analytical results for Ho in OREAS C27h (Indicative Value 0.49 ppm) | [10 empty] | Indicative
Ho | Round | Replicate | 01: Lab; 02: Lab; 03: Lab; 04: Lab | 1
| No | No | 01: 03; 02: 04; 03: 05; 04: 06 | ppm
|  |  | 01: 4A*MS; 02: 4A*OES/MS; 03: 4A*MS; 04: 4A*MS | 2
2
| 1 | 1 | 01: 0.36; 02: 0.5; 03: 0.53; 04: 0.52 | 1
| 1 | 2 | 01: 0.4; 02: 0.5; 03: 0.52; 04: 0.52 | 4
| 1 | 3 | 01: 0.38; 02: 0.5; 03: 0.51; 04: 0.54 | 16
| 1 | 4 | 01: 0.48; 02: 0.5; 03: 0.53; 04: 0.52 | 0.49208
| 1 | 5 | 01: 0.47; 02: 0.5; 03: 0.53; 04: 0.52 | 10
| 1 | 6 | 01: 0.44; 02: 0.5; 03: 0.52; 04: 0.52
| Mean |  | 01: 0.42167; 02: 0.5; 03: 0.52333; 04: 0.52333
| Median |  | 01: 0.42; 02: 0.5; 03: 0.525; 04: 0.52
| Std Dev. |  | 01: 0.04916; 02: 0; 03: 0.008165; 04: 0.008165
| Rel.Std.Dev. |  | 01: 11.66%; 02: 0%; 03: 1.56%; 04: 1.56%
| PDM3 |  | 01: -14.31%; 02: 1.609%; 03: 6.351%; 04: 6.351%
| Z-Score (Absolute) |  | 01: 5.2; 02: 0.67; 03: 0.67; 04: 0.67
| Analytical results for In in OREAS C27h (Certified Value 0.072 ppm) | [10 empty] | Certified
In | Round | Replicate | Lab | Lab | Lab | Lab | Lab | Lab | Lab | Lab | Lab | 1
| No | No | 01 | 02 | 03 | 04 | 05 | 06 | 07 | 08 | 10 | ppm
|  |  | 4A*MS | 4A*OES/MS | 4A*MS | 4A*OES/MS | 4A*MS | 4A*MS | 4A*MS | 4A*MS | 4A*OES/MS | 3
3
| 1 | 1 | 0.08 | 0.067 | 0.06 | < 0.1 | 0.07 | 0.08 | 0.06 | 0.07 | 0.068 | 1
| 1 | 2 | 0.077 | 0.074 | 0.07 | < 0.1 | 0.07 | 0.08 | 0.08 | 0.07 | 0.074 | 20
| 1 | 3 | 0.078 | 0.079 | 0.06 | < 0.1 | 0.07 | 0.1 | 0.07 | 0.07 | 0.074 | 16
| 1 | 4 | 0.078 | 0.063 | 0.06 | < 0.1 | 0.08 | 0.08 | 0.08 | 0.07 | 0.076 | 0.072317
| 1 | 5 | 0.068 | 0.078 | 0.06 | < 0.1 | 0.07 | 0.08 | 0.06 | 0.07 | 0.069 | 24
| 1 | 6 | 0.074 | 0.065 | 0.06 | < 0.1 | 0.08 | 0.08 | 0.06 | 0.08 | 0.072
| Mean |  | 0.075833 | 0.071 | 0.061667 |  | 0.073333 | 0.083333 | 0.068333 | 0.071667 | 0.072167
| Median |  | 0.0775 | 0.0705 | 0.06 |  | 0.07 | 0.08 | 0.065 | 0.07 | 0.073
| Std Dev. |  | 0.0043089 | 0.0068993 | 0.0040825 |  | 0.005164 | 0.008165 | 0.0098319 | 0.0040825 | 0.0031252
| Rel.Std.Dev. |  | 5.682% | 9.717% | 6.62% |  | 7.042% | 9.798% | 14.39% | 5.696% | 4.33%
| PDM3 |  | 4.863% | -1.821% | -14.73% |  | 1.406% | 15.23% | -5.508% | -0.8988% | -0.2074%
| Z-Score (Absolute) |  | 0.84 | 0.13 | 2.02 | 4.38 | 0.34 | 2.36 | 0.67 | 0 | 0.1
| Analytical results for K in OREAS C27h (Certified Value 3.17 wt.%) | [10 empty] | Certified
K | Round | Replicate | Lab | Lab | Lab | Lab | Lab | Lab | Lab | Lab |  | 1
| No | No | 01 | 02 | 04 | 05 | 06 | 07 | 08 | 10 |  | wt.%
|  |  | 4A*OES/MS | 4A*OES/MS | 4A*OES/MS | 4A*OES | 4A*OES | 4A*MS | 4A*MS | 4A*OES/MS |  | 2
3
| 1 | 1 | 2.89 | 3.17 | 1.71 | 3.1682 | 3.18 | 3.1702 | 3.32 | 3.12 |  | 1
| 1 | 2 | 2.91 | 3.11 | 2.04 | 3.1574 | 3.2 | 3.1873 | 3.4 | 3.21 |  | 0
| 1 | 3 | 2.91 | 3.24 | 2.04 | 3.1685 | 3.13 | 3.0492 | 3.37 | 3.16 |  | 16
| 1 | 4 | 2.92 | 3.14 | 1.8 | 3.2179 | 3.16 | 3.1625 | 3.29 | 3.19 |  | 3.1659
| 1 | 5 | 2.91 | 3.16 | 2 | 3.2125 | 3.11 | 3.2115 | 3.38 | 3.24 |  | 25
| 1 | 6 | 2.92 | 3.31 | 1.79 | 3.3177 | 3.16 | 3.1864 | 3.43 | 3.12
| Mean |  | 2.91 | 3.1883 | 1.8967 | 3.207 | 3.1567 | 3.1612 | 3.365 | 3.1733
| Median |  | 2.91 | 3.165 | 1.9 | 3.1905 | 3.16 | 3.1783 | 3.375 | 3.175
| Std Dev. |  | 0.010954 | 0.073598 | 0.14652 | 0.059752 | 0.03266 | 0.057399 | 0.051672 | 0.048854
| Rel.Std.Dev. |  | 0.3764% | 2.308% | 7.725% | 1.863% | 1.035% | 1.816% | 1.536% | 1.54%
| PDM3 |  | -8.084% | 0.7075% | -40.09% | 1.298% | -0.2928% | -0.1501% | 6.288% | 0.2337%
| Z-Score (Absolute) |  | 5.7 | 0.47 | 28.16 | 0.88 | 0.23 | 0.13 | 4.38 | 0.13
| Analytical results for La in OREAS C27h (Certified Value 47.8 ppm) | [10 empty] | Certified
La | Round | Replicate | Lab | Lab | Lab | Lab | Lab | Lab | Lab | Lab | Lab | 1
| No | No | 01 | 02 | 03 | 04 | 05 | 06 | 07 | 08 | 10 | ppm
|  |  | 4A*MS | 4A*OES/MS | 4A*MS | 4A*OES/MS | 4A*MS | 4A*MS | 4A*MS | 4A*MS | 4A*OES/MS | 1
2
| 1 | 1 | 47.53 | 45.5 | 25.4 | 48.7 | 47.73 | 45.9 | 50.2 | 47.1 | 41.9 | 1
| 1 | 2 | 50.26 | 46.8 | 29.5 | 48.1 | 44.1 | 46.7 | 46.98 | 48.8 | 39.6 | 21
| 1 | 3 | 49.47 | 46.4 | 29.4 | 51 | 42.11 | 47.4 | 46.39 | 51.1 | 38 | 16
| 1 | 4 | 47.44 | 45.3 | 39.4 | 50.6 | 46.78 | 46.4 | 48.09 | 49.9 | 36.1 | 47.7635
| 1 | 5 | 48.43 | 48.1 | 37.4 | 52.2 | 52.89 | 46.1 | 46.45 | 50.9 | 41.9 | 26
| 1 | 6 | 48.17 | 47 | 33.2 | 49.5 | 42.04 | 46.8 | 47.27 | 50.6 | 36
| Mean |  | 48.55 | 46.5167 | 32.3833 | 50.0167 | 45.9417 | 46.55 | 47.5633 | 49.7333 | 38.9167
| Median |  | 48.3 | 46.6 | 31.35 | 50.05 | 45.44 | 46.55 | 47.125 | 50.25 | 38.8
| Std Dev. |  | 1.1137 | 1.0342 | 5.3113 | 1.5329 | 4.1347 | 0.53944 | 1.4333 | 1.5371 | 2.6664
| Rel.Std.Dev. |  | 2.294% | 2.223% | 16.4% | 3.065% | 9% | 1.159% | 3.013% | 3.091% | 6.852%
| PDM3 |  | 1.647% | -2.61% | -32.2% | 4.717% | -3.814% | -2.541% | -0.419% | 4.124% | -18.52%
| Z-Score (Absolute) |  | 0.67 | 0.01 | 4.78 | 1.17 | 0.21 | 0 | 0.34 | 1.07 | 2.57
| Analytical results for Li in OREAS C27h (Certified Value 33.2 ppm) | [10 empty] | Certified
Li | Round | Replicate | Lab | Lab | Lab | Lab | Lab | Lab | Lab | Lab | Lab | 1
| No | No | 01 | 02 | 03 | 04 | 05 | 06 | 07 | 08 | 10 | ppm
|  |  | 4A*MS | 4A*OES/MS | 4A*MS | 4A*OES/MS | 4A*MS | 4A*MS | 4A*MS | 4A*MS | 4A*OES/MS | 1
2
| 1 | 1 | 34 | 32.6 | 35.3 | 30 | 34.5 | 32.5 | 31.3 | 34.4 | 32.2 | 1
| 1 | 2 | 31.3 | 32.7 | 37.2 | 31 | 34.6 | 32.5 | 31.9 | 36 | 33.5 | 0
| 1 | 3 | 32.8 | 33.5 | 36.4 | 31 | 34.4 | 32.5 | 30.8 | 37.9 | 33.6 | 16
| 1 | 4 | 29.4 | 32.6 | 34.3 | 30 | 34 | 31 | 32.7 | 36.1 | 33 | 33.1963
| 1 | 5 | 30.5 | 33.6 | 35.5 | 31 | 34.4 | 31.5 | 32 | 35.9 | 34.4 | 27
| 1 | 6 | 30.8 | 34.1 | 37.3 | 29 | 34.8 | 32 | 32.7 | 37 | 32.6
| Mean |  | 31.4667 | 33.1833 | 36 | 30.3333 | 34.45 | 32 | 31.9 | 36.2167 | 33.2167
| Median |  | 31.05 | 33.1 | 35.95 | 30.5 | 34.45 | 32.25 | 31.95 | 36.05 | 33.25
| Std Dev. |  | 1.6657 | 0.63692 | 1.1764 | 0.8165 | 0.26646 | 0.63246 | 0.75631 | 1.1754 | 0.78592
| Rel.Std.Dev. |  | 5.294% | 1.919% | 3.268% | 2.692% | 0.7735% | 1.976% | 2.371% | 3.246% | 2.366%
| PDM3 |  | -5.21% | -0.03905% | 8.446% | -8.624% | 3.777% | -3.604% | -3.905% | 9.099% | 0.06136%
| Z-Score (Absolute) |  | 0.9 | 0 | 1.48 | 1.5 | 0.67 | 0.62 | 0.67 | 1.59 | 0.02
| Analytical results for Lu in OREAS C27h (Indicative Value 0.065 ppm) | [10 empty] | Indicative
Lu | Round | Replicate | 01: Lab; 02: Lab; 03: Lab; 04: Lab; 05: Lab | 1
| No | No | 01: 01; 02: 03; 03: 04; 04: 05; 05: 06 | ppm
|  |  | 01: 4A*MS; 02: 4A*MS; 03: 4A*OES/MS; 04: 4A*MS; 05: 4A*MS | 3
3
| 1 | 1 | 01: 0.06; 02: 0.06; 03: < 0.1; 04: 0.07; 05: 0.06 | 1
| 1 | 2 | 01: 0.07; 02: 0.06; 03: < 0.1; 04: 0.06; 05: 0.06 | 5
| 1 | 3 | 01: 0.07; 02: 0.06; 03: < 0.1; 04: 0.06; 05: 0.08 | 16
| 1 | 4 | 01: 0.06; 02: 0.07; 03: < 0.1; 04: 0.07; 05: 0.06 | 0.065
| 1 | 5 | 01: 0.07; 02: 0.07; 03: < 0.1; 04: 0.07; 05: 0.06 | 11
| 1 | 6 | 01: 0.07; 02: 0.07; 03: < 0.1; 04: 0.06; 05: 0.06
| Mean |  | 01: 0.066667; 02: 0.065; 04: 0.065; 05: 0.063333
| Median |  | 01: 0.07; 02: 0.065; 04: 0.065; 05: 0.06
| Std Dev. |  | 01: 0.005164; 02: 0.0054772; 04: 0.0054772; 05: 0.008165
| Rel.Std.Dev. |  | 01: 7.746%; 02: 8.427%; 04: 8.427%; 05: 12.89%
| PDM3 |  | 01: 2.564%; 02: 0%; 04: 0%; 05: -2.564%
| Z-Score (Absolute) |  | 01: 0.67; 02: 0; 03: 6.07; 04: 0; 05: 0.67
| Analytical results for Mg in OREAS C27h (Certified Value 0.149 wt.%) | [10 empty] | Certified
Mg | Round | Replicate | Lab | Lab | Lab | Lab | Lab | Lab | Lab | Lab |  | 1
| No | No | 01 | 02 | 04 | 05 | 06 | 07 | 08 | 10 |  | wt.%
|  |  | 4A*OES/MS | 4A*OES/MS | 4A*OES/MS | 4A*OES | 4A*OES | 4A*MS | 4A*MS | 4A*OES/MS |  | 3
3
| 1 | 1 | 0.136 | 0.14 | 0.16 | 0.1471 | 0.15 | 0.1459 | 0.17 | 0.13 |  | 1
| 1 | 2 | 0.161 | 0.17 | 0.16 | 0.1336 | 0.16 | 0.153 | 0.17 | 0.14 |  | 0
| 1 | 3 | 0.164 | 0.15 | 0.15 | 0.1445 | 0.18 | 0.142 | 0.15 | 0.15 |  | 16
| 1 | 4 | 0.157 | 0.15 | 0.16 | 0.1487 | 0.16 | 0.1425 | 0.17 | 0.13 |  | 0.14909
| 1 | 5 | 0.134 | 0.15 | 0.17 | 0.1537 | 0.15 | 0.1426 | 0.19 | 0.14 |  | 28
| 1 | 6 | 0.136 | 0.15 | 0.14 | 0.1402 | 0.16 | 0.1598 | 0.19 | 0.12
| Mean |  | 0.148 | 0.15167 | 0.15667 | 0.14463 | 0.16 | 0.14763 | 0.17333 | 0.135
| Median |  | 0.1465 | 0.15 | 0.16 | 0.1458 | 0.16 | 0.14425 | 0.17 | 0.135
| Std Dev. |  | 0.014071 | 0.0098319 | 0.010328 | 0.0070176 | 0.010954 | 0.0072561 | 0.015055 | 0.010488
| Rel.Std.Dev. |  | 9.508% | 6.483% | 6.592% | 4.852% | 6.847% | 4.915% | 8.686% | 7.769%
| PDM3 |  | -0.7282% | 1.731% | 5.085% | -2.986% | 7.321% | -0.9742% | 16.26% | -9.448%
| Z-Score (Absolute) |  | 0.21 | 0.21 | 0.77 | 0.58 | 1.14 | 0.25 | 2.63 | 1.66
| Analytical results for Mn in OREAS C27h (Certified Value 0.033 wt.%) | [10 empty] | Certified
Mn | Round | Replicate | Lab | Lab | Lab | Lab | Lab | Lab | Lab | Lab | Lab | 1
| No | No | 01 | 02 | 03 | 04 | 05 | 06 | 07 | 08 | 10 | wt.%
|  |  | 4A*OES/MS | 4A*OES/MS | 4A*MS | 4A*OES/MS | 4A*OES | 4A*OES | 4A*MS | 4A*MS | 4A*OES/MS | 3
3
| 1 | 1 | 0.0345 | 0.0352 | 0.0275 | 0.0327 | 0.0325 | 0.0296 | 0.0333 | 0.0347 | 0.0303 | 1
| 1 | 2 | 0.0389 | 0.0339 | 0.0284 | 0.0326 | 0.0318 | 0.033 | 0.0314 | 0.0331 | 0.0325 | 23
| 1 | 3 | 0.0382 | 0.0297 | 0.0252 | 0.0332 | 0.0288 | 0.0392 | 0.031 | 0.033 | 0.0337 | 16
| 1 | 4 | 0.0367 | 0.0306 | 0.0288 | 0.0321 | 0.0308 | 0.0352 | 0.0313 | 0.035 | 0.0304 | 0.032537
| 1 | 5 | 0.032 | 0.033 | 0.0278 | 0.0373 | 0.0309 | 0.0308 | 0.0362 | 0.0362 | 0.033 | 29
| 1 | 6 | 0.0338 | 0.0315 | 0.0323 | 0.0333 | 0.0344 | 0.0322 | 0.0349 | 0.0346 | 0.0285
| Mean |  | 0.035683 | 0.032317 | 0.028333 | 0.033533 | 0.031533 | 0.033333 | 0.033017 | 0.034433 | 0.0314
| Median |  | 0.0356 | 0.03225 | 0.0281 | 0.03295 | 0.03135 | 0.0326 | 0.03235 | 0.03465 | 0.03145
| Std Dev. |  | 0.0026918 | 0.0020856 | 0.0023132 | 0.001896 | 0.0018779 | 0.0034541 | 0.0021628 | 0.0012144 | 0.0019839
| Rel.Std.Dev. |  | 7.544% | 6.454% | 8.164% | 5.654% | 5.955% | 10.36% | 6.551% | 3.527% | 6.318%
| PDM3 |  | 9.671% | -0.6762% | -12.92% | 3.063% | -3.084% | 2.449% | 1.475% | 5.829% | -3.493%
| Z-Score (Absolute) |  | 1.27 | 0.33 | 2.23 | 0.25 | 0.71 | 0.15 | 0 | 0.67 | 0.77
| Analytical results for Mo in OREAS C27h (Certified Value 2.88 ppm) | [10 empty] | Certified
Mo | Round | Replicate | Lab | Lab | Lab | Lab | Lab | Lab | Lab | Lab | Lab | 1
| No | No | 01 | 02 | 03 | 04 | 05 | 06 | 07 | 08 | 10 | ppm
|  |  | 4A*MS | 4A*OES/MS | 4A*MS | 4A*OES/MS | 4A*MS | 4A*MS | 4A*MS | 4A*MS | 4A*OES/MS | 2
3
| 1 | 1 | 3.41 | 3.01 | 2.9 | 4 | 2.9 | 3 | 3.2 | 3.3 | 3.19 | 1
| 1 | 2 | 3.32 | 2.57 | 3.2 | 3 | 2.9 | 3 | 2.9 | 3.1 | 2.96 | 24
| 1 | 3 | 3.19 | 2.38 | 2.9 | 3 | 2.8 | 3 | 2.9 | 3.5 | 2.71 | 16
| 1 | 4 | 2.76 | 2.88 | 2.8 | 3 | 2.9 | 3 | 2.8 | 2.7 | 2.62 | 2.8757
| 1 | 5 | 2.73 | 3.14 | 2.6 | 3 | 2.9 | 3 | 2.7 | 3.5 | 3.1 | 30
| 1 | 6 | 2.91 | 3.08 | 3 | 3 | 2.9 | 3 | 2.8 | 3.8 | 2.63
| Mean |  | 3.0533 | 2.8433 | 2.9 | 3.1667 | 2.8833 | 3 | 2.8833 | 3.3167 | 2.8683
| Median |  | 3.05 | 2.945 | 2.9 | 3 | 2.9 | 3 | 2.85 | 3.4 | 2.835
| Std Dev. |  | 0.29262 | 0.30415 | 0.2 | 0.40825 | 0.040825 | 0 | 0.17224 | 0.38166 | 0.24863
| Rel.Std.Dev. |  | 9.584% | 10.7% | 6.897% | 12.89% | 1.416% | 0% | 5.974% | 11.51% | 8.668%
| PDM3 |  | 6.178% | -1.124% | 0.8462% | 10.12% | 0.2666% | 4.324% | 0.2666% | 15.34% | -0.255%
| Z-Score (Absolute) |  | 6.88 | 1.62 | 0.67 | NA | 0 | NA | 0 | 17.53 | 0.61
Results from laboratory 4 & 6 were removed due to their 1 ppm reading resolution.
| Analytical results for Na in OREAS C27h (Certified Value 2.83 wt.%) | [10 empty] | Certified
Na | Round | Replicate | Lab | Lab | Lab | Lab | Lab | Lab | Lab | Lab |  | 1
| No | No | 01 | 02 | 04 | 05 | 06 | 07 | 08 | 10 |  | wt.%
|  |  | 4A*OES/MS | 4A*OES/MS | 4A*OES/MS | 4A*OES | 4A*OES | 4A*MS | 4A*MS | 4A*OES/MS |  | 2
3
| 1 | 1 | 2.58 | 2.88 | > 3 | 2.6635 | 2.83 | 2.8645 | 3.192 | 2.83 |  | 1
| 1 | 2 | 2.5 | 2.78 | > 3 | 2.7624 | 2.83 | 2.8565 | 3.144 | 2.84 |  | 0
| 1 | 3 | 2.431 | 2.84 | > 3 | 2.7234 | 2.68 | 2.7122 | 3.3 | 2.83 |  | 16
| 1 | 4 | 2.492 | 2.82 | 3 | 2.7527 | 2.79 | 2.8923 | 3.143 | 2.84 |  | 2.8323
| 1 | 5 | 2.558 | 2.83 | 2.87 | 2.761 | 2.79 | 2.9088 | 3.21 | 2.88 |  | 31
| 1 | 6 | 2.552 | 2.98 | 2.84 | 2.8979 | 2.79 | 2.8764 | 3.179 | 2.81
| Mean |  | 2.5188 | 2.855 | 2.9033 | 2.7601 | 2.785 | 2.8518 | 3.1947 | 2.8383
| Median |  | 2.526 | 2.835 | 2.87 | 2.7569 | 2.79 | 2.8704 | 3.1855 | 2.835
| Std Dev. |  | 0.055072 | 0.06921 | 0.085049 | 0.077108 | 0.055045 | 0.070945 | 0.057999 | 0.023166
| Rel.Std.Dev. |  | 2.186% | 2.424% | 2.929% | 2.794% | 1.976% | 2.488% | 1.815% | 0.8162%
| PDM3 |  | -11.07% | 0.8027% | 2.509% | -2.546% | -1.669% | 0.6891% | 12.8% | 0.2142%
| Z-Score (Absolute) |  | 3.72 | 0.11 | 0.66 | 0.97 | 0.68 | 0.08 | 3.98 | 0.08
| Analytical results for Nb in OREAS C27h (Certified Value 19.8 ppm) | [10 empty] | Certified
Nb | Round | Replicate | Lab | Lab | Lab | Lab | Lab | Lab | Lab | Lab | Lab | 1
| No | No | 01 | 02 | 03 | 04 | 05 | 06 | 07 | 08 | 10 | ppm
|  |  | 4A*MS | 4A*OES/MS | 4A*MS | 4A*OES/MS | 4A*MS | 4A*MS | 4A*MS | 4A*MS | 4A*OES/MS | 1
2
| 1 | 1 | 21.7 | 19.1 | 18.4 | 6.6 | 19.45 | 20 | 19.37 | 19.2 | 21.2 | 1
| 1 | 2 | 22.5 | 19.4 | 19.9 | 15.3 | 20.2 | 20 | 18.97 | 19.5 | 23.6 | 25
| 1 | 3 | 22.9 | 18.8 | 18.7 | 20.2 | 19.77 | 20 | 18.54 | 20.1 | 20.9 | 16
| 1 | 4 | 21.2 | 19.3 | 19.6 | 17.5 | 19.76 | 20 | 19.4 | 19.1 | 22.1 | 19.7857
| 1 | 5 | 22.2 | 19.9 | 19.2 | 16.6 | 19.65 | 20 | 19.51 | 19.7 | 21.1 | 32
| 1 | 6 | 22.3 | 20 | 22.4 | 16.4 | 20 | 19 | 18.95 | 19.7 | 22.2
| Mean |  | 22.1333 | 19.4167 | 19.7 | 15.4333 | 19.805 | 19.8333 | 19.1233 | 19.55 | 21.85
| Median |  | 22.25 | 19.35 | 19.4 | 16.5 | 19.765 | 20 | 19.17 | 19.6 | 21.65
| Std Dev. |  | 0.60222 | 0.46224 | 1.4339 | 4.6332 | 0.26357 | 0.40825 | 0.36898 | 0.36742 | 1.0134
| Rel.Std.Dev. |  | 2.721% | 2.381% | 7.279% | 30.02% | 1.331% | 2.058% | 1.929% | 1.879% | 4.638%
| PDM3 |  | 11.87% | -1.865% | -0.4333% | -22% | 0.09734% | 0.2405% | -3.348% | -1.191% | 10.43%
| Z-Score (Absolute) |  | 5.79 | 0.67 | 0 | 10.15 | 0.25 | 0.32 | 1.37 | 0.36 | 5.12
| Analytical results for Nd in OREAS C27h (Indicative Value 37.5 ppm) | [10 empty] | Indicative
Nd | Round | Replicate | 01: Lab; 02: Lab; 03: Lab; 04: Lab | 1
| No | No | 01: 03; 02: 04; 03: 05; 04: 06 | ppm
|  |  | 01: 4A*MS; 02: 4A*OES/MS; 03: 4A*MS; 04: 4A*MS | 1
1
| 1 | 1 | 01: 23.7; 02: 39.4; 03: 40.07; 04: 39.9 | 1
| 1 | 2 | 01: 27.6; 02: 38.9; 03: 38.96; 04: 42 | 6
| 1 | 3 | 01: 27; 02: 39.6; 03: 37.53; 04: 43.2 | 16
| 1 | 4 | 01: 33.5; 02: 39.8; 03: 40.44; 04: 41.9 | 37.4685
| 1 | 5 | 01: 33.7; 02: 41.7; 03: 44.46; 04: 41.1 | 12
| 1 | 6 | 01: 30; 02: 39.6; 03: 38.62; 04: 41.9
| Mean |  | 01: 29.25; 02: 39.8333; 03: 40.0133; 04: 41.6667
| Median |  | 01: 28.8; 02: 39.6; 03: 39.515; 04: 41.9
| Std Dev. |  | 01: 3.9247; 02: 0.96471; 03: 2.4156; 04: 1.0967
| Rel.Std.Dev. |  | 01: 13.42%; 02: 2.422%; 03: 6.037%; 04: 2.632%
| PDM3 |  | 01: -21.93%; 02: 6.312%; 03: 6.792%; 04: 11.2%
| Z-Score (Absolute) |  | 01: 7.85; 02: 0.07; 03: 0.07; 04: 1.28
| Analytical results for Ni in OREAS C27h (Certified Value 2.05 ppm) | [10 empty] | Certified
Ni | Round | Replicate | Lab | Lab | Lab | Lab | Lab | Lab | Lab | Lab | Lab | 1
| No | No | 01 | 02 | 03 | 04 | 05 | 06 | 07 | 08 | 10 | ppm
|  |  | 4A*OES/MS | 4A*OES/MS | 4A*MS | 4A*OES/MS | 4A*MS | 4A*OES | 4A*MS | 4A*MS | 4A*OES/MS | 2
2
| 1 | 1 | 2 | 1.6 | 7 | 2 | 3 | 2 | 2 | 2.5 | 3.2 | 1
| 1 | 2 | 3 | 2.4 | 4 | 3 | 1.4 | 2 | 2.7 | 2.7 | 2 | 27
| 1 | 3 | 3 | 1.7 | 9 | 2 | 1.7 | 2 | 2.1 | 2.2 | 2 | 16
| 1 | 4 | 3 | 1.8 | 2 | 2 | 1.9 | 2 | 1.7 | 2.9 | 1.4 | 2.0457
| 1 | 5 | 2 | 2 | 2 | 2 | 1.8 | 2 | 1.8 | 3.8 | 1.7 | 33
| 1 | 6 | 2 | 2.5 | 3 | 2 | 1.3 | 2 | 2.5 | 3.5 | 1.1
| Mean |  | 2.5 | 2 | 4.5 | 2.1667 | 1.85 | 2 | 2.1333 | 2.9333 | 1.9
| Median |  | 2.5 | 1.9 | 3.5 | 2 | 1.75 | 2 | 2.05 | 2.8 | 1.85
| Std Dev. |  | 0.54772 | 0.37417 | 2.881 | 0.40825 | 0.6091 | 0 | 0.39328 | 0.60882 | 0.72664
| Rel.Std.Dev. |  | 21.91% | 18.71% | 64.02% | 18.84% | 32.92% | 0% | 18.43% | 20.76% | 38.24%
| PDM3 |  | 22.21% | -2.235% | 120% | 5.912% | -9.567% | -2.235% | 4.283% | 43.39% | -7.123%
| Z-Score (Absolute) |  | 1.06 | 0.39 | 6.84 | 0.1 | 0.82 | 0.39 | 0 | 2.31 | 0.67
| Analytical results for P in OREAS C27h (Certified Value 0.03 wt.%) | [10 empty] | Certified
P | Round | Replicate | Lab | Lab | Lab | Lab | Lab | Lab | Lab | Lab |  | 1
| No | No | 01 | 02 | 04 | 05 | 06 | 07 | 08 | 10 |  | wt.%
|  |  | 4A*OES/MS | 4A*OES/MS | 4A*OES/MS | 4A*OES | 4A*OES | 4A*MS | 4A*MS | 4A*OES/MS |  | 3
3
| 1 | 1 | 0.029 | 0.029 | 0.019 | 0.03 | 0.03 | 0.0277 | 0.031 | 0.028 |  | 1
| 1 | 2 | 0.031 | 0.03 | 0.029 | 0.0276 | 0.035 | 0.0284 | 0.031 | 0.03 |  | 0
| 1 | 3 | 0.031 | 0.031 | 0.029 | 0.0288 | 0.03 | 0.0285 | 0.031 | 0.03 |  | 16
| 1 | 4 | 0.031 | 0.029 | 0.029 | 0.0282 | 0.03 | 0.0275 | 0.03 | 0.029 |  | 0.029612
| 1 | 5 | 0.029 | 0.03 | 0.031 | 0.0293 | 0.035 | 0.0287 | 0.033 | 0.03 |  | 34
| 1 | 6 | 0.03 | 0.031 | 0.028 | 0.0272 | 0.03 | 0.0293 | 0.033 | 0.028
| Mean |  | 0.030167 | 0.03 | 0.0275 | 0.028517 | 0.031667 | 0.02835 | 0.0315 | 0.029167
| Median |  | 0.0305 | 0.03 | 0.029 | 0.0285 | 0.03 | 0.02845 | 0.031 | 0.0295
| Std Dev. |  | 0.00098319 | 0.00089443 | 0.0042778 | 0.0010553 | 0.002582 | 0.00066257 | 0.0012247 | 0.00098319
| Rel.Std.Dev. |  | 3.259% | 2.981% | 15.56% | 3.701% | 8.154% | 2.337% | 3.888% | 3.371%
| PDM3 |  | 1.871% | 1.309% | -7.134% | -3.701% | 6.937% | -4.263% | 6.374% | -1.506%
| Z-Score (Absolute) |  | 0.34 | 0.24 | 1.22 | 0.63 | 1.22 | 0.72 | 1.12 | 0.24
| Analytical results for Pb in OREAS C27h (Certified Value 24 ppm) | [10 empty] | Certified
Pb | Round | Replicate | Lab | Lab | Lab | Lab | Lab | Lab | Lab | Lab | Lab | 1
| No | No | 01 | 02 | 03 | 04 | 05 | 06 | 07 | 08 | 10 | ppm
|  |  | 4A*MS | 4A*OES/MS | 4A*MS | 4A*OES/MS | 4A*MS | 4A*MS | 4A*MS | 4A*MS | 4A*OES/MS | 1
2
| 1 | 1 | 24.6 | 24.9 | 24 | 24 | 25.9 | 24 | 23 | 23.9 | 23.9 | 1
| 1 | 2 | 24.3 | 24.7 | 24 | 24 | 25.4 | 24 | 24 | 24.1 | 24.3 | 28
| 1 | 3 | 24 | 24.8 | 22 | 21 | 25.8 | 25 | 22.6 | 24.1 | 22.9 | 16
| 1 | 4 | 23.3 | 25.4 | 22 | 20 | 25.7 | 24 | 23.2 | 24 | 22.9 | 24.0389
| 1 | 5 | 24.3 | 26.1 | 23 | 22 | 26.9 | 25 | 23.4 | 25.2 | 24.6 | 35
| 1 | 6 | 23.6 | 27.3 | 23 | 22 | 25.1 | 25 | 23.8 | 25.1 | 23
| Mean |  | 24.0167 | 25.5333 | 23 | 22.1667 | 25.8 | 24.5 | 23.3333 | 24.4 | 23.6
| Median |  | 24.15 | 25.15 | 23 | 22 | 25.75 | 24.5 | 23.3 | 24.1 | 23.45
| Std Dev. |  | 0.48751 | 1.0093 | 0.89443 | 1.6021 | 0.61319 | 0.54772 | 0.5164 | 0.58652 | 0.7642
| Rel.Std.Dev. |  | 2.03% | 3.953% | 3.889% | 7.227% | 2.377% | 2.236% | 2.213% | 2.404% | 3.238%
| PDM3 |  | -0.09244% | 6.217% | -4.322% | -7.788% | 7.326% | 1.918% | -2.935% | 1.502% | -1.826%
| Z-Score (Absolute) |  | 0 | 1.5 | 1 | 1.83 | 1.76 | 0.48 | 0.67 | 0.38 | 0.41
| Analytical results for Pr in OREAS C27h (Indicative Value 10.2 ppm) | [10 empty] | Indicative
Pr | Round | Replicate | 01: Lab; 02: Lab; 03: Lab; 04: Lab | 1
| No | No | 01: 03; 02: 04; 03: 05; 04: 06 | ppm
|  |  | 01: 4A*MS; 02: 4A*OES/MS; 03: 4A*MS; 04: 4A*MS | 1
1
| 1 | 1 | 01: 6.09; 02: 11.4; 03: 10.84; 04: 10.3 | 1
| 1 | 2 | 01: 7.27; 02: 11.1; 03: 10.35; 04: 11 | 7
| 1 | 3 | 01: 7.02; 02: 11.7; 03: 10; 04: 11 | 16
| 1 | 4 | 01: 9.16; 02: 11.7; 03: 10.76; 04: 10.9 | 10.2258
| 1 | 5 | 01: 8.93; 02: 12; 03: 11.88; 04: 10.7 | 13
| 1 | 6 | 01: 8.05; 02: 11.5; 03: 10.27; 04: 10.9
| Mean |  | 01: 7.7533; 02: 11.5667; 03: 10.6833; 04: 10.8
| Median |  | 01: 7.66; 02: 11.6; 03: 10.555; 04: 10.9
| Std Dev. |  | 01: 1.1823; 02: 0.30768; 03: 0.66503; 04: 0.26833
| Rel.Std.Dev. |  | 01: 15.25%; 02: 2.66%; 03: 6.225%; 04: 2.485%
| PDM3 |  | 01: -24.18%; 02: 13.11%; 03: 4.474%; 04: 5.615%
| Z-Score (Absolute) |  | 01: 4.56; 02: 1.26; 03: 0.09; 04: 0.09
| Analytical results for Rb in OREAS C27h (Certified Value 150 ppm) | [10 empty] | Certified
Rb | Round | Replicate | Lab | Lab | Lab | Lab | Lab | Lab | Lab | Lab | Lab | 1
| No | No | 01 | 02 | 03 | 04 | 05 | 06 | 07 | 08 | 10 | ppm
|  |  | 4A*MS | 4A*OES/MS | 4A*MS | 4A*OES/MS | 4A*MS | 4A*MS | 4A*MS | 4A*MS | 4A*OES/MS | 0
0
| 1 | 1 | 155 | 138 | 126 | 114 | 155.33 | 148 | 151.17 | 151 | 146 | 1
| 1 | 2 | 154 | 145.5 | 138 | 122 | 143.91 | 147 | 150.26 | 154 | 154 | 30
| 1 | 3 | 157 | 150 | 133 | 126 | 144.93 | 147 | 144.27 | 153.8 | 150.5 | 16
| 1 | 4 | 154 | 144 | 139 | 117 | 146.54 | 149 | 148.89 | 148.8 | 147 | 149.7446
| 1 | 5 | 148 | 148.5 | 143 | 123 | 156.28 | 147 | 149.14 | 154.8 | 156 | 36
| 1 | 6 | 151 | 151 | 144 | 118 | 139.53 | 149 | 150.15 | 154.5 | 145
| Mean |  | 153.1667 | 146.1667 | 137.1667 | 120 | 147.7533 | 147.8333 | 148.98 | 152.8167 | 149.75
| Median |  | 154 | 147 | 138.5 | 120 | 145.735 | 147.5 | 149.645 | 153.9 | 148.75
| Std Dev. |  | 3.1885 | 4.8028 | 6.7355 | 4.4272 | 6.6625 | 0.98319 | 2.4504 | 2.3903 | 4.5139
| Rel.Std.Dev. |  | 2.082% | 3.286% | 4.91% | 3.689% | 4.509% | 0.6651% | 1.645% | 1.564% | 3.014%
| PDM3 |  | 2.285% | -2.389% | -8.4% | -19.86% | -1.33% | -1.276% | -0.5106% | 2.052% | 0.003625%
| Z-Score (Absolute) |  | 1.88 | 0.59 | 3.75 | 9.79 | 0.03 | 0 | 0.4 | 1.75 | 0.67
| Analytical results for Re in OREAS C27h (Certified Value < 0.002 ppm) | [10 empty] | Certified
Re | Round | Replicate | Lab | Lab | Lab | Lab | Lab | Lab | Lab |  |  | 1
| No | No | 02 | 04 | 05 | 06 | 07 | 08 | 10 |  |  | ppm
|  |  | 4A*OES/MS | 4A*OES/MS | 4A*MS | 4A*MS | 4A*MS | 4A*MS | 4A*OES/MS |  |  | 3
3
| 1 | 1 | < 0.002 | < 0.001 | < 0.002 | < 0.1 | < 0.002 | < 0.005 | < 0.002 |  |  | 1
| 1 | 2 | < 0.002 | < 0.001 | < 0.002 | < 0.1 | < 0.002 | < 0.005 | < 0.002 |  |  | 31
| 1 | 3 | < 0.002 | < 0.001 | < 0.002 | < 0.1 | < 0.002 | < 0.005 | < 0.002 |  |  | 16
| 1 | 4 | < 0.002 | < 0.001 | < 0.002 | < 0.1 | < 0.002 | < 0.005 | < 0.002 |  |  | < 0.002
| 1 | 5 | < 0.002 | < 0.001 | < 0.002 | < 0.1 | < 0.002 | < 0.005 | < 0.002 |  |  | 37
| 1 | 6 | < 0.002 | < 0.001 | < 0.002 | < 0.1 | < 0.002 | < 0.005 | < 0.002
Mean
Median
Std Dev.
Rel.Std.Dev.
PDM3
Z-Score (Absolute) | bar: 01 to 07
| Analytical results for S in OREAS C27h (Indicative Value 0.006 wt.%) | [10 empty] | Indicative
S | Round | Replicate | Lab | Lab | Lab | Lab | Lab | Lab | Lab | Lab |  | 1
| No | No | 01 | 02 | 04 | 05 | 06 | 07 | 08 | 10 |  | wt.%
|  |  | 4A*OES/MS | 4A*OES/MS | 4A*OES/MS | 4A*OES | 4A*OES | 4A*MS | 4A*MS | 4A*OES/MS |  | 3
3
| 1 | 1 | 0.006 | 0.01 | < 0.01 | 0.0072 | < 0.005 | < 0.05 | < 0.1 | < 0.01 |  | 1
| 1 | 2 | 0.008 | 0.01 | < 0.01 | < 0.005 | 0.005 | < 0.05 | < 0.1 | < 0.01 |  | 9
| 1 | 3 | 0.008 | 0.01 | < 0.01 | < 0.005 | 0.01 | < 0.05 | < 0.1 | < 0.01 |  | 16
| 1 | 4 | 0.008 | 0.01 | < 0.01 | < 0.005 | 0.005 | < 0.05 | < 0.1 | < 0.01 |  | 0.006125
| 1 | 5 | 0.006 | 0.01 | < 0.01 | < 0.005 | < 0.005 | < 0.05 | < 0.1 | < 0.01 |  | 9
| 1 | 6 | 0.006 | 0.01 | < 0.01 | < 0.005 | 0.005 | < 0.05 | < 0.1 | < 0.01
| Mean |  | 01: 0.007; 02: 0.01; 05: 0.0072; 06: 0.00625
| Median |  | 01: 0.007; 02: 0.01; 05: 0.0072; 06: 0.005
| Std Dev. |  | 01: 0.0010954; 02: 0; 06: 0.0025
| Rel.Std.Dev. |  | 01: 15.65%; 02: 0%; 06: 40%
| PDM3 |  | 01: 14.29%; 02: 63.27%; 05: 17.55%; 06: 2.041%
| Z-Score (Absolute) |  | 0.36 | 1.45 | 0.36 | 0.99 | 0.36 | 6.89 | 15.97 | 0.36
| Analytical results for Sb in OREAS C27h (Certified Value 1.03 ppm) | [10 empty] | Certified
Sb | Round | Replicate | Lab | Lab | Lab | Lab | Lab | Lab | Lab | Lab | Lab | 1
| No | No | 01 | 02 | 03 | 04 | 05 | 06 | 07 | 08 | 10 | ppm
|  |  | 4A*MS | 4A*OES/MS | 4A*MS | 4A*OES/MS | 4A*MS | 4A*MS | 4A*MS | 4A*MS | 4A*OES/MS | 2
2
| 1 | 1 | 1.15 | 0.93 | 1 | 0.6 | 1.01 | 1.2 | 0.96 | 1 | 1.25 | 1
| 1 | 2 | 1.05 | 1.06 | 1.1 | 0.8 | 0.95 | 1.2 | 0.95 | 1 | 1.16 | 32
| 1 | 3 | 0.99 | 0.93 | 1 | 1 | 1.04 | 1.2 | 0.85 | 1 | 1.25 | 16
| 1 | 4 | 0.95 | 0.9 | 1 | 1.1 | 1.12 | 1.2 | 0.96 | 1 | 0.99 | 1.0294
| 1 | 5 | 0.94 | 0.98 | 0.9 | 1 | 1.1 | 1.2 | 0.85 | 1 | 1.18 | 38
| 1 | 6 | 0.94 | 1.11 | 1 | 0.9 | 1.04 | 1.2 | 0.87 | 1 | 0.99
| Mean |  | 1.0033 | 0.985 | 1 | 0.9 | 1.0433 | 1.2 | 0.90667 | 1 | 1.1367
| Median |  | 0.97 | 0.955 | 1 | 0.95 | 1.04 | 1.2 | 0.91 | 1 | 1.17
| Std Dev. |  | 0.083347 | 0.083126 | 0.063246 | 0.17889 | 0.061536 | 0 | 0.055377 | 0 | 0.11928
| Rel.Std.Dev. |  | 8.307% | 8.439% | 6.325% | 19.88% | 5.898% | 0% | 6.108% | 0% | 10.49%
| PDM3 |  | -2.53% | -4.311% | -2.854% | -12.57% | 1.356% | 16.58% | -11.92% | -2.854% | 10.42%
| Z-Score (Absolute) |  | 0.02 | 0.16 | 0.02 | 1 | 0.41 | 1.96 | 0.94 | NA | 1.33
Results from laboratory 8 were removed due to their 0.1 ppm reading resolution.
| Analytical results for Sc in OREAS C27h (Certified Value 4.31 ppm) | [10 empty] | Certified
Sc | Round | Replicate | Lab | Lab | Lab | Lab | Lab | Lab | Lab | Lab | Lab | 1
| No | No | 01 | 02 | 03 | 04 | 05 | 06 | 07 | 08 | 10 | ppm
|  |  | 4A*MS | 4A*OES/MS | 4A*MS | 4A*OES/MS | 4A*MS | 4A*OES | 4A*MS | 4A*MS | 4A*OES/MS | 2
3
| 1 | 1 | 4.5 | 4.3 | 3 | 5 | 4.5 | 4 | 4.1 | 4 | 4.1 | 1
| 1 | 2 | 4.7 | 4.7 | 3.2 | 5 | 4.1 | 4 | 4.2 | 4 | 4.3 | 33
| 1 | 3 | 4.6 | 4.2 | 3.1 | 5 | 4.1 | 4 | 4 | 4 | 4.2 | 16
| 1 | 4 | 4.5 | 4.3 | 3.9 | 5 | 4.3 | 4 | 4.3 | 4 | 4.1 | 4.308
| 1 | 5 | 4.5 | 4.6 | 3.8 | 5 | 4.4 | 4 | 3 | 4 | 4.4 | 39
| 1 | 6 | 4.3 | 4.6 | 3.8 | 4 | 4.1 | 4 | 4.1 | 4 | 4
| Mean |  | 4.5167 | 4.45 | 3.4667 | 4.8333 | 4.25 | 4 | 3.95 | 4 | 4.1833
| Median |  | 4.5 | 4.45 | 3.5 | 5 | 4.2 | 4 | 4.1 | 4 | 4.15
| Std Dev. |  | 0.13292 | 0.20736 | 0.40825 | 0.40825 | 0.17607 | 0 | 0.47645 | 0 | 0.1472
| Rel.Std.Dev. |  | 2.943% | 4.66% | 11.78% | 8.447% | 4.143% | 0% | 12.06% | 0% | 3.519%
| PDM3 |  | 4.844% | 3.296% | -19.53% | 12.19% | -1.346% | -7.149% | -8.31% | -7.149% | -2.894%
| Z-Score (Absolute) |  | 0.81 | 0.63 | 2.02 | NA | 0.09 | NA | 0.72 | NA | 0.09
Results from laboratories 4, 6 and 8 were removed due to their 1 ppm reading resolution.
| Analytical results for Se in OREAS C27h (Certified Value < 1 ppm) | [10 empty] | Certified
Se | Round | Replicate | Lab | Lab | Lab | Lab | Lab | Lab | Lab | Lab | Lab | 1
| No | No | 01 | 02 | 03 | 04 | 05 | 06 | 07 | 08 | 10 | ppm
|  |  | 4A*MS | 4A*OES/MS | 4A*MS | 4A*OES/MS | 4A*MS | 4A*MS | 4A*MS | 4A*MS | 4A*OES/MS | 2
2
| 1 | 1 | < 1 | < 1 | < 2 | 0.2 | 0.5 | < 5 | < 0.5 | < 1 | 1 | 1
| 1 | 2 | < 1 | < 1 | < 2 | 0.2 | 0.6 | < 5 | < 0.5 | < 1 | 1 | 34
| 1 | 3 | < 1 | < 1 | < 2 | 0.4 | < 0.5 | < 5 | < 0.5 | < 1 | 1 | 16
| 1 | 4 | < 1 | < 1 | < 2 | 0.2 | 0.6 | < 5 | < 0.5 | < 1 | 2 | < 1
| 1 | 5 | < 1 | < 1 | < 2 | 0.3 | < 0.5 | < 5 | < 0.5 | < 1 | 1 | 40
| 1 | 6 | < 1 | < 1 | < 2 | 0.3 | < 0.5 | < 5 | < 0.5 | < 1 | 1
| Mean |  | 04: 0.26667; 05: 0.56667; 10: 1.1667
| Median |  | 04: 0.25; 05: 0.6; 10: 1
| Std Dev. |  | 04: 0.08165; 05: 0.057735; 10: 0.40825
| Rel.Std.Dev. |  | 04: 30.62%; 05: 10.19%; 10: 34.99%
PDM3
| Z-Score (Absolute) |  | 0 | 0 | 1.44 | 0.67 | 0.26 | 5.78 | 0.72 | 0 | 1.93
| Analytical results for Sm in OREAS C27h (Indicative Value 7.65 ppm) | [10 empty] | Indicative
Sm | Round | Replicate | 01: Lab; 02: Lab; 03: Lab; 04: Lab | 1
| No | No | 01: 03; 02: 04; 03: 05; 04: 06 | ppm
|  |  | 01: 4A*MS; 02: 4A*OES/MS; 03: 4A*MS; 04: 4A*MS | 2
2
| 1 | 1 | 01: 5; 02: 8.3; 03: 7.91; 04: 7.55 | 1
| 1 | 2 | 01: 5.9; 02: 7.9; 03: 7.64; 04: 7.9 | 4
| 1 | 3 | 01: 6.6; 02: 8.6; 03: 7.47; 04: 8.2 | 16
| 1 | 4 | 01: 7.7; 02: 8.4; 03: 8.02; 04: 7.85 | 7.6475
| 1 | 5 | 01: 6.9; 02: 8.3; 03: 8.38; 04: 7.6 | 10
| 1 | 6 | 01: 6.5; 02: 7.6; 03: 7.7; 04: 7.9
| Mean |  | 01: 6.4333; 02: 8.1833; 03: 7.8533; 04: 7.8333
| Median |  | 01: 6.55; 02: 8.3; 03: 7.805; 04: 7.875
| Std Dev. |  | 01: 0.91579; 02: 0.3656; 03: 0.32383; 04: 0.23594
| Rel.Std.Dev. |  | 01: 14.24%; 02: 4.468%; 03: 4.123%; 04: 3.012%
| PDM3 |  | 01: -15.88%; 02: 7.007%; 03: 2.692%; 04: 2.43%
| Z-Score (Absolute) |  | 01: 5.43; 02: 1.31; 03: 0.04; 04: 0.04
| Analytical results for Sn in OREAS C27h (Certified Value 3.97 ppm) | [10 empty] | Certified
Sn | Round | Replicate | Lab | Lab | Lab | Lab | Lab | Lab | Lab | Lab | Lab | 1
| No | No | 01 | 02 | 03 | 04 | 05 | 06 | 07 | 08 | 10 | ppm
|  |  | 4A*MS | 4A*OES/MS | 4A*MS | 4A*OES/MS | 4A*MS | 4A*MS | 4A*MS | 4A*MS | 4A*OES/MS | 2
3
| 1 | 1 | 4.2 | 3.7 | 3.9 | 1 | 4.1 | 4 | 4 | 3.9 | 4.1 | 1
| 1 | 2 | 4 | 3.9 | 4.2 | 4 | 4 | 4 | 3.9 | 3.8 | 4 | 19
| 1 | 3 | 4.1 | 3.9 | 4.2 | 4 | 4.1 | 5 | 3.8 | 3.9 | 4 | 16
| 1 | 4 | 4 | 3.7 | 3.8 | 4 | 4.2 | 4 | 4 | 3.8 | 4 | 3.9738
| 1 | 5 | 3.9 | 3.9 | 4 | 4 | 4.3 | 4 | 4 | 3.9 | 4 | 41
| 1 | 6 | 3.9 | 4.1 | 3.7 | 4 | 4.1 | 4 | 4 | 4 | 3.9
| Mean |  | 4.0167 | 3.8667 | 3.9667 | 3.5 | 4.1333 | 4.1667 | 3.95 | 3.8833 | 4
| Median |  | 4 | 3.9 | 3.95 | 4 | 4.1 | 4 | 4 | 3.9 | 4
| Std Dev. |  | 0.1169 | 0.15055 | 0.20656 | 1.2247 | 0.10328 | 0.40825 | 0.083666 | 0.075277 | 0.063246
| Rel.Std.Dev. |  | 2.91% | 3.894% | 5.207% | 34.99% | 2.499% | 9.798% | 2.118% | 1.938% | 1.581%
| PDM3 |  | 1.078% | -2.696% | -0.1797% | -11.92% | 4.014% | 4.853% | -0.5992% | -2.277% | 0.6591%
| Z-Score (Absolute) |  | 0.67 | 1.35 | 0 | NA | 2.25 | NA | 0.22 | 1.12 | 0.45
| Analytical results for Sr in OREAS C27h (Certified Value 178 ppm) | [10 empty] | Certified
Sr | Round | Replicate | Lab | Lab | Lab | Lab | Lab | Lab | Lab | Lab | Lab | 1
| No | No | 01 | 02 | 03 | 04 | 05 | 06 | 07 | 08 | 10 | ppm
|  |  | 4A*OES/MS | 4A*OES/MS | 4A*MS | 4A*OES/MS | 4A*MS | 4A*MS | 4A*MS | 4A*MS | 4A*OES/MS | 0
0
| 1 | 1 | 173 | 174.5 | 125 | 185 | 185.06 | 187 | 177.13 | 186 | 172 | 1
| 1 | 2 | 174 | 173 | 136 | 188 | 189.48 | 184 | 173.99 | 186 | 177.5 | 20
| 1 | 3 | 171 | 177.5 | 141 | 190 | 188.31 | 184 | 168.6 | 190 | 175.5 | 16
| 1 | 4 | 175 | 173.5 | 157 | 194 | 188.58 | 185 | 175.51 | 183 | 174.5 | 177.6725
| 1 | 5 | 174 | 177 | 149 | 190 | 191.7 | 186 | 176.42 | 189 | 178.5 | 42
| 1 | 6 | 174 | 183.5 | 152 | 192 | 187.3 | 187 | 176.02 | 192 | 171
| Mean |  | 173.5 | 176.5 | 143.3333 | 189.8333 | 188.405 | 185.5 | 174.6117 | 187.6667 | 174.8333
| Median |  | 174 | 175.75 | 145 | 190 | 188.445 | 185.5 | 175.765 | 187.5 | 175
| Std Dev. |  | 1.3784 | 3.8859 | 11.7417 | 3.1252 | 2.2119 | 1.3784 | 3.1282 | 3.266 | 2.9609
| Rel.Std.Dev. |  | 0.7945% | 2.202% | 8.192% | 1.646% | 1.174% | 0.7431% | 1.792% | 1.74% | 1.694%
| PDM3 |  | -2.348% | -0.6599% | -19.33% | 6.845% | 6.041% | 4.406% | -1.723% | 5.625% | -1.598%
| Z-Score (Absolute) |  | 0.22 | 0 | 2.48 | 1 | 0.89 | 0.67 | 0.14 | 0.84 | 0.12
| Analytical results for Ta in OREAS C27h (Certified Value 1.45 ppm) | [10 empty] | Certified
Ta | Round | Replicate | Lab | Lab | Lab | Lab | Lab | Lab | Lab | Lab | Lab | 1
| No | No | 01 | 02 | 03 | 04 | 05 | 06 | 07 | 08 | 10 | ppm
|  |  | 4A*MS | 4A*OES/MS | 4A*MS | 4A*OES/MS | 4A*MS | 4A*MS | 4A*MS | 4A*MS | 4A*OES/MS | 2
3
| 1 | 1 | 1.4 | 1.39 | 2.63 | 0.2 | 1.54 | 1.4 | 1.38 | 1.4 | 1.53 | 1
| 1 | 2 | 1.42 | 1.41 | 2.24 | 0.7 | 1.57 | 1.4 | 1.36 | 1.4 | 2.19 | 21
| 1 | 3 | 1.38 | 1.36 | 2.04 | 1.1 | 1.52 | 1.4 | 1.42 | 1.4 | 1.55 | 16
| 1 | 4 | 1.36 | 1.38 | 1.75 | 0.9 | 1.53 | 1.4 | 1.41 | 1.3 | 1.89 | 1.4534
| 1 | 5 | 1.46 | 1.44 | 1.78 | 0.8 | 1.54 | 1.4 | 1.4 | 1.3 | 1.56 | 43
| 1 | 6 | 1.43 | 1.43 | 2.01 | 0.8 | 1.55 | 1.2 | 1.4 | 1.4 | 1.94
| Mean |  | 1.4083 | 1.4017 | 2.075 | 0.75 | 1.5417 | 1.3667 | 1.395 | 1.3667 | 1.7767
| Median |  | 1.41 | 1.4 | 2.025 | 0.8 | 1.54 | 1.4 | 1.4 | 1.4 | 1.725
| Std Dev. |  | 0.036009 | 0.030605 | 0.3266 | 0.30166 | 0.017224 | 0.08165 | 0.021679 | 0.05164 | 0.27186
| Rel.Std.Dev. |  | 2.557% | 2.183% | 15.74% | 40.22% | 1.117% | 5.974% | 1.554% | 3.779% | 15.3%
| PDM3 |  | -3.103% | -3.561% | 42.77% | -48.4% | 6.071% | -5.969% | -4.02% | -5.969% | 22.24%
| Z-Score (Absolute) |  | 0.13 | 0 | 12.97 | 12.55 | 2.7 | 0.67 | 0.13 | 0.67 | 7.22
| Analytical results for Tb in OREAS C27h (Indicative Value 0.8 ppm) | [10 empty] | Indicative
Tb | Round | Replicate | 01: Lab; 02: Lab; 03: Lab; 04: Lab; 05: Lab | 1
| No | No | 01: 01; 02: 03; 03: 04; 04: 05; 05: 06 | ppm
|  |  | 01: 4A*MS; 02: 4A*MS; 03: 4A*OES/MS; 04: 4A*MS; 05: 4A*MS | 2
2
| 1 | 1 | 01: 0.79; 02: 0.56; 03: 0.8; 04: 0.81; 05: 0.76 | 1
| 1 | 2 | 01: 0.84; 02: 0.62; 03: 0.8; 04: 0.79; 05: 0.8 | 5
| 1 | 3 | 01: 0.8; 02: 0.61; 03: 0.8; 04: 0.78; 05: 0.82 | 16
| 1 | 4 | 01: 0.79; 02: 0.77; 03: 0.8; 04: 0.8; 05: 0.8 | 0.80225
| 1 | 5 | 01: 0.8; 02: 0.77; 03: 0.8; 04: 0.85; 05: 0.8 | 11
| 1 | 6 | 01: 0.8; 02: 0.69; 03: 0.8; 04: 0.78; 05: 0.8
| Mean |  | 01: 0.80333; 02: 0.67; 03: 0.8; 04: 0.80167; 05: 0.79667
| Median |  | 01: 0.8; 02: 0.655; 03: 0.8; 04: 0.795; 05: 0.8
| Std Dev. |  | 01: 0.018619; 02: 0.087864; 03: 1.2162e-16; 04: 0.026394; 05: 0.019664
| Rel.Std.Dev. |  | 01: 2.318%; 02: 13.11%; 03: 1.52e-14%; 04: 3.292%; 05: 2.468%
| PDM3 |  | 01: 0.135%; 02: -16.48%; 03: -0.2805%; 04: -0.07271%; 05: -0.696%
| Z-Score (Absolute) |  | 01: 0.67; 02: 26.3; 03: 0; 04: 0.34; 05: 0.67
| Analytical results for Te in OREAS C27h (Certified Value < 0.05 ppm) | [10 empty] | Certified
Te | Round | Replicate | Lab | Lab | Lab | Lab | Lab | Lab | Lab | Lab | Lab | 1
| No | No | 01 | 02 | 03 | 04 | 05 | 06 | 07 | 08 | 10 | ppm
|  |  | 4A*MS | 4A*OES/MS | 4A*MS | 4A*OES/MS | 4A*MS | 4A*MS | 4A*MS | 4A*MS | 4A*OES/MS | 3
3
| 1 | 1 | < 0.05 | < 0.05 | < 0.1 | < 0.1 | < 0.2 | < 0.2 | < 0.2 | < 0.5 | < 0.05 | 1
| 1 | 2 | < 0.05 | < 0.05 | < 0.1 | < 0.1 | < 0.2 | < 0.2 | < 0.2 | < 0.5 | < 0.05 | 23
| 1 | 3 | < 0.05 | < 0.05 | < 0.1 | < 0.1 | < 0.2 | < 0.2 | < 0.2 | < 0.5 | < 0.05 | 16
| 1 | 4 | < 0.05 | < 0.05 | < 0.1 | < 0.1 | < 0.2 | < 0.2 | < 0.2 | < 0.5 | < 0.05 | < 0.05
| 1 | 5 | < 0.05 | < 0.05 | < 0.1 | < 0.1 | < 0.2 | < 0.2 | < 0.2 | < 0.5 | < 0.05 | 44
| 1 | 6 | < 0.05 | < 0.05 | < 0.1 | < 0.1 | < 0.2 | < 0.2 | < 0.2 | < 0.5 | < 0.05
Mean
Median
Std Dev.
Rel.Std.Dev.
PDM3
| Z-Score (Absolute) |  | 0.67 | 0.67 | 0 | 0 | 1.35 | 1.35 | 1.35 | 5.39 | 0.67
| Analytical results for Th in OREAS C27h (Certified Value 15.3 ppm) | [10 empty] | Certified
Th | Round | Replicate | Lab | Lab | Lab | Lab | Lab | Lab | Lab | Lab | Lab | 1
| No | No | 01 | 02 | 03 | 04 | 05 | 06 | 07 | 08 | 10 | ppm
|  |  | 4A*MS | 4A*OES/MS | 4A*MS | 4A*OES/MS | 4A*MS | 4A*MS | 4A*MS | 4A*MS | 4A*OES/MS | 1
2
| 1 | 1 | 14.92 | 15.05 | 9.93 | 16.6 | 14.48 | 16.2 | 15.16 | 14.9 | 13.65 | 1
| 1 | 2 | 15.56 | 15.85 | 11.2 | 16.4 | 14.32 | 16.6 | 15.17 | 15.3 | 13.1 | 24
| 1 | 3 | 14.53 | 15.8 | 11 | 16.5 | 14.16 | 16.7 | 14.63 | 15.2 | 13.25 | 16
| 1 | 4 | 15.32 | 15.7 | 13.7 | 16.5 | 14.48 | 16.7 | 14.85 | 15.1 | 12.85 | 15.2758
| 1 | 5 | 15.52 | 16 | 13.2 | 16.9 | 14.43 | 16.5 | 15.09 | 15.3 | 13.4 | 45
| 1 | 6 | 15.6 | 16.15 | 12.2 | 16.2 | 14.49 | 16.5 | 15.17 | 15.8 | 13.35
| Mean |  | 15.2417 | 15.7583 | 11.8717 | 16.5167 | 14.3933 | 16.5333 | 15.0117 | 15.2667 | 13.2667
| Median |  | 15.42 | 15.825 | 11.7 | 16.5 | 14.455 | 16.55 | 15.125 | 15.25 | 13.3
| Std Dev. |  | 0.42972 | 0.38134 | 1.428 | 0.23166 | 0.13079 | 0.18619 | 0.22364 | 0.30111 | 0.27325
| Rel.Std.Dev. |  | 2.819% | 2.42% | 12.03% | 1.403% | 0.9087% | 1.126% | 1.49% | 1.972% | 2.06%
| PDM3 |  | -0.2234% | 3.159% | -22.28% | 8.123% | -5.777% | 8.232% | -1.729% | -0.05974% | -13.15%
| Z-Score (Absolute) |  | 0 | 0.41 | 2.68 | 1.01 | 0.67 | 1.03 | 0.18 | 0.02 | 1.57
| Analytical results for Ti in OREAS C27h (Certified Value 0.119 wt.%) | [10 empty] | Certified
Ti | Round | Replicate | Lab | Lab | Lab | Lab | Lab | Lab | Lab | Lab |  | 1
| No | No | 01 | 02 | 04 | 05 | 06 | 07 | 08 | 10 |  | wt.%
|  |  | 4A*OES/MS | 4A*OES/MS | 4A*OES/MS | 4A*OES | 4A*OES | 4A*MS | 4A*MS | 4A*OES/MS |  | 3
3
| 1 | 1 | 0.11 | 0.118 | 0.123 | 0.1178 | 0.13 | 0.1154 | 0.123 | 0.111 |  | 1
| 1 | 2 | 0.117 | 0.123 | 0.122 | 0.1094 | 0.13 | 0.1143 | 0.124 | 0.117 |  | 25
| 1 | 3 | 0.116 | 0.118 | 0.123 | 0.1132 | 0.14 | 0.1112 | 0.124 | 0.117 |  | 16
| 1 | 4 | 0.116 | 0.118 | 0.123 | 0.1136 | 0.13 | 0.1139 | 0.124 | 0.114 |  | 0.11896
| 1 | 5 | 0.109 | 0.121 | 0.127 | 0.1142 | 0.12 | 0.1146 | 0.135 | 0.118 |  | 46
| 1 | 6 | 0.11 | 0.122 | 0.119 | 0.1174 | 0.13 | 0.1432 | 0.132 | 0.109
| Mean |  | 0.113 | 0.12 | 0.12283 | 0.11427 | 0.13 | 0.11877 | 0.127 | 0.11433
| Median |  | 0.113 | 0.1195 | 0.123 | 0.1139 | 0.13 | 0.11445 | 0.124 | 0.1155
| Std Dev. |  | 0.0036878 | 0.0022804 | 0.0025626 | 0.0030846 | 0.0063246 | 0.012055 | 0.0051381 | 0.0036697
| Rel.Std.Dev. |  | 3.264% | 1.9% | 2.086% | 2.699% | 4.865% | 10.15% | 4.046% | 3.21%
| PDM3 |  | -5.013% | 0.8707% | 3.252% | -3.949% | 9.277% | -0.166% | 6.755% | -3.893%
| Z-Score (Absolute) |  | 0.85 | 0.08 | 0.46 | 0.68 | 1.41 | 0.08 | 1.01 | 0.67
| Analytical results for Tl in OREAS C27h (Certified Value 0.8 ppm) | [10 empty] | Certified
Tl | Round | Replicate | Lab | Lab | Lab | Lab | Lab | Lab | Lab | Lab | Lab | 1
| No | No | 01 | 02 | 03 | 04 | 05 | 06 | 07 | 08 | 10 | ppm
|  |  | 4A*MS | 4A*OES/MS | 4A*MS | 4A*OES/MS | 4A*MS | 4A*MS | 4A*MS | 4A*MS | 4A*OES/MS | 2
3
| 1 | 1 | 0.77 | 0.72 | 0.8 | 0.81 | 0.87 | 0.9 | 0.82 | 0.8 | 0.81 | 1
| 1 | 2 | 0.76 | 0.8 | 0.8 | 0.84 | 0.85 | 0.9 | 0.83 | 0.9 | 0.84 | 26
| 1 | 3 | 0.77 | 0.77 | 0.8 | 0.82 | 0.86 | 0.9 | 0.79 | 0.9 | 0.8 | 16
| 1 | 4 | 0.78 | 0.81 | 0.8 | 0.85 | 0.86 | 0.9 | 0.8 | 0.8 | 0.82 | 0.80407
| 1 | 5 | 0.77 | 0.8 | 0.8 | 0.82 | 0.89 | 0.9 | 0.81 | 0.9 | 0.82 | 47
| 1 | 6 | 0.77 | 0.83 | 0.8 | 0.81 | 0.83 | 0.9 | 0.78 | 0.9 | 0.82
| Mean |  | 0.77 | 0.78833 | 0.8 | 0.825 | 0.86 | 0.9 | 0.805 | 0.86667 | 0.81833
| Median |  | 0.77 | 0.8 | 0.8 | 0.82 | 0.86 | 0.9 | 0.805 | 0.9 | 0.82
| Std Dev. |  | 0.0063246 | 0.038687 | 1.2162e-16 | 0.016432 | 0.02 | 0 | 0.018708 | 0.05164 | 0.013292
| Rel.Std.Dev. |  | 0.8214% | 4.907% | 1.52e-14% | 1.992% | 2.326% | 0% | 2.324% | 5.958% | 1.624%
| PDM3 |  | -4.237% | -1.957% | -0.5058% | 2.603% | 6.956% | 11.93% | 0.1161% | 7.785% | 1.774%
| Z-Score (Absolute) |  | 1.53 | 0.86 | NA | 0.49 | 1.78 | NA | 0.25 | NA | 0.25
Results from laboratories 3, 6 and 8 were removed due to their 0.1 ppm reading resolution.
| Analytical results for Tm in OREAS C27h (Indicative Value 0.1 ppm) | [10 empty] | Indicative
Tm | Round | Replicate | 01: Lab; 02: Lab; 03: Lab; 04: Lab | 1
| No | No | 01: 03; 02: 04; 03: 05; 04: 06 | ppm
|  |  | 01: 4A*MS; 02: 4A*OES/MS; 03: 4A*MS; 04: 4A*MS | 2
2
| 1 | 1 | 01: 0.08; 02: 0.1; 03: 0.12; 04: 0.1 | 1
| 1 | 2 | 01: 0.09; 02: 0.1; 03: 0.11; 04: 0.12 | 6
| 1 | 3 | 01: 0.08; 02: 0.1; 03: 0.11; 04: 0.12 | 16
| 1 | 4 | 01: 0.1; 02: 0.1; 03: 0.12; 04: 0.12 | 0.10458
| 1 | 5 | 01: 0.1; 02: 0.1; 03: 0.12; 04: 0.1 | 12
| 1 | 6 | 01: 0.09; 02: 0.1; 03: 0.11; 04: 0.12
| Mean |  | 01: 0.09; 02: 0.1; 03: 0.115; 04: 0.11333
| Median |  | 01: 0.09; 02: 0.1; 03: 0.115; 04: 0.12
| Std Dev. |  | 01: 0.0089443; 02: 1.5202e-17; 03: 0.0054772; 04: 0.010328
| Rel.Std.Dev. |  | 01: 9.938%; 02: 1.52e-14%; 03: 4.763%; 04: 9.113%
| PDM3 |  | 01: -13.94%; 02: -4.382%; 03: 9.96%; 04: 8.367%
| Z-Score (Absolute) |  | 01: 1.5; 02: 0.6; 03: 0.75; 04: 0.6
| Analytical results for U in OREAS C27h (Certified Value 5.89 ppm) | [10 empty] | Certified
U | Round | Replicate | Lab | Lab | Lab | Lab | Lab | Lab | Lab | Lab | Lab | 1
| No | No | 01 | 02 | 03 | 04 | 05 | 06 | 07 | 08 | 10 | ppm
|  |  | 4A*MS | 4A*OES/MS | 4A*MS | 4A*OES/MS | 4A*MS | 4A*MS | 4A*MS | 4A*MS | 4A*OES/MS | 2
3
| 1 | 1 | 6.05 | 5.7 | 4.59 | 5.9 | 5.64 | 5.9 | 6.5 | 5.7 | 5.6 | 1
| 1 | 2 | 5.94 | 5.7 | 4.92 | 6.2 | 5.69 | 6.1 | 5.98 | 5.9 | 5.6 | 28
| 1 | 3 | 5.94 | 6 | 4.85 | 6.1 | 5.58 | 6.1 | 5.81 | 6 | 5.6 | 16
| 1 | 4 | 5.97 | 6.1 | 5.19 | 5.9 | 5.59 | 6.1 | 6.02 | 5.8 | 5.4 | 5.8891
| 1 | 5 | 6.1 | 6.2 | 5.09 | 6 | 5.55 | 6.2 | 6.01 | 5.9 | 5.6 | 48
| 1 | 6 | 5.94 | 6.3 | 5 | 5.9 | 5.66 | 6.1 | 6.12 | 6 | 5.5
| Mean |  | 5.99 | 6 | 4.94 | 6 | 5.6183 | 6.0833 | 6.0733 | 5.8833 | 5.55
| Median |  | 5.955 | 6.05 | 4.96 | 5.95 | 5.615 | 6.1 | 6.015 | 5.9 | 5.6
| Std Dev. |  | 0.068702 | 0.25298 | 0.20957 | 0.12649 | 0.053448 | 0.098319 | 0.23201 | 0.1169 | 0.083666
| Rel.Std.Dev. |  | 1.147% | 4.216% | 4.242% | 2.108% | 0.9513% | 1.616% | 3.82% | 1.987% | 1.507%
| PDM3 |  | 1.713% | 1.883% | -16.12% | 1.883% | -4.598% | 3.298% | 3.128% | -0.09835% | -5.758%
| Z-Score (Absolute) |  | 0 | 0.07 | 7.59 | 0.07 | 2.69 | 0.67 | 0.6 | 0.77 | 3.18
| Analytical results for V in OREAS C27h (Certified Value 4.36 ppm) | [10 empty] | Certified
V | Round | Replicate | Lab | Lab | Lab | Lab | Lab | Lab | Lab | Lab |  | 1
| No | No | 01 | 02 | 04 | 05 | 06 | 07 | 08 | 10 |  | ppm
|  |  | 4A*OES/MS | 4A*OES/MS | 4A*OES/MS | 4A*OES | 4A*OES | 4A*MS | 4A*MS | 4A*OES/MS |  | 2
2
| 1 | 1 | 3 | 4 | 8 | 6 | < 5 | 4 | 5 | 3 |  | 1
| 1 | 2 | 5 | 6 | 7 | 3 | < 5 | 5 | 4 | 4 |  | 29
| 1 | 3 | 5 | 5 | 7 | 4 | < 5 | 4 | 3 | 5 |  | 16
| 1 | 4 | 5 | 4 | 7 | 4 | < 5 | 4 | 5 | 4 |  | 4.3611
| 1 | 5 | 3 | 5 | 9 | 4 | < 5 | 4 | 7 | 4 |  | 49
| 1 | 6 | 4 | 4 | 6 | 3 | < 5 | 6 | 6 | 3
| Mean |  | 4.1667 | 4.6667 | 7.3333 | 4 |  | 4.5 | 5 | 3.8333
| Median |  | 4.5 | 4.5 | 7 | 4 |  | 4 | 5 | 4
| Std Dev. |  | 0.98319 | 0.8165 | 1.0328 | 1.0954 |  | 0.83666 | 1.4142 | 0.75277
| Rel.Std.Dev. |  | 23.6% | 17.5% | 14.08% | 27.39% |  | 18.59% | 28.28% | 19.64%
| PDM3 |  | -4.459% | 7.006% | 68.15% | -8.28% |  | 3.185% | 14.65% | -12.1%
| Z-Score (Absolute) |  | 0.27 | 0.54 | 4.86 | 0.54 | 2.97 | 0.27 | 1.08 | 0.81
| Analytical results for W in OREAS C27h (Certified Value 1.54 ppm) | [10 empty] | Certified
W | Round | Replicate | Lab | Lab | Lab | Lab | Lab | Lab | Lab | Lab | Lab | 1
| No | No | 01 | 02 | 03 | 04 | 05 | 06 | 07 | 08 | 10 | ppm
|  |  | 4A*MS | 4A*OES/MS | 4A*MS | 4A*OES/MS | 4A*MS | 4A*MS | 4A*MS | 4A*MS | 4A*OES/MS | 2
3
| 1 | 1 | 1.6 | 3.6 | 4.3 | 0.9 | 1.7 | 1.5 | 1.7 | 2 | 1.6 | 1
| 1 | 2 | 1.6 | 1.5 | 6.1 | 1.2 | 1.6 | 1.5 | 1.6 | 1.5 | 1.7 | 30
| 1 | 3 | 1.5 | 3.5 | 1.6 | 1.5 | 1.7 | 1.5 | 1.6 | 1.5 | 1.6 | 16
| 1 | 4 | 1.5 | 1.9 | 4.1 | 1.3 | 1.6 | 1.5 | 1.6 | 1.5 | 1.6 | 1.5395
| 1 | 5 | 1.5 | 2.9 | 1.6 | 1.3 | 1.7 | 1.5 | 1.6 | 1.6 | 1.6 | 50
| 1 | 6 | 1.5 | 1.6 | 3.4 | 1.3 | 1.7 | 1.5 | 1.6 | 1.6 | 1.5
| Mean |  | 1.5333 | 2.5 | 3.5167 | 1.25 | 1.6667 | 1.5 | 1.6167 | 1.6167 | 1.6
| Median |  | 1.5 | 2.4 | 3.75 | 1.3 | 1.7 | 1.5 | 1.6 | 1.55 | 1.6
| Std Dev. |  | 0.05164 | 0.95289 | 1.7314 | 0.19748 | 0.05164 | 0 | 0.040825 | 0.19408 | 0.063246
| Rel.Std.Dev. |  | 3.368% | 38.12% | 49.23% | 15.8% | 3.098% | 0% | 2.525% | 12% | 3.953%
| PDM3 |  | -0.4021% | 62.39% | 128.4% | -18.81% | 8.259% | -2.567% | 5.011% | 5.011% | 3.928%
| Z-Score (Absolute) |  | 0.67 | 7.15 | 15.37 | 2.97 | 0.4 | 0.94 | 0 | 0 | 0.13
| Analytical results for Y in OREAS C27h (Certified Value 15.5 ppm) | [10 empty] | Certified
Y | Round | Replicate | Lab | Lab | Lab | Lab | Lab | Lab | Lab | Lab | Lab | 1
| No | No | 01 | 02 | 03 | 04 | 05 | 06 | 07 | 08 | 10 | ppm
|  |  | 4A*MS | 4A*OES/MS | 4A*MS | 4A*OES/MS | 4A*MS | 4A*MS | 4A*MS | 4A*MS | 4A*OES/MS | 1
2
| 1 | 1 | 15.4 | 14.9 | 9.97 | 16.1 | 16.31 | 14.9 | 15.51 | 15.8 | 15 | 1
| 1 | 2 | 15.8 | 15.8 | 10.9 | 16.2 | 15.39 | 15 | 15.09 | 15.7 | 14.7 | 31
| 1 | 3 | 15.6 | 14.5 | 11 | 16.5 | 15.27 | 15.3 | 14.99 | 16.2 | 14 | 16
| 1 | 4 | 14.9 | 15.2 | 14.5 | 16.3 | 15.9 | 15.2 | 15.54 | 15.8 | 13.6 | 15.4681
| 1 | 5 | 14.3 | 16.1 | 13.8 | 16.6 | 16.9 | 15 | 16.13 | 16.2 | 15.2 | 51
| 1 | 6 | 15.1 | 16.3 | 13.2 | 16.3 | 14.86 | 15.3 | 15.58 | 16.2 | 14
| Mean |  | 15.1833 | 15.4667 | 12.2283 | 16.3333 | 15.7717 | 15.1167 | 15.4733 | 15.9833 | 14.4167
| Median |  | 15.25 | 15.5 | 12.1 | 16.3 | 15.645 | 15.1 | 15.525 | 16 | 14.35
| Std Dev. |  | 0.54191 | 0.71181 | 1.8411 | 0.18619 | 0.74938 | 0.17224 | 0.40717 | 0.24014 | 0.64005
| Rel.Std.Dev. |  | 3.569% | 4.602% | 15.06% | 1.14% | 4.751% | 1.139% | 2.631% | 1.502% | 4.44%
| PDM3 |  | -1.841% | -0.009428% | -20.94% | 5.593% | 1.962% | -2.272% | 0.03367% | 3.331% | -6.798%
| Z-Score (Absolute) |  | 0.55 | 0 | 6.24 | 1.67 | 0.59 | 0.67 | 0.01 | 1 | 2.02
| Analytical results for Yb in OREAS C27h (Certified Value 0.53 ppm) | [10 empty] | Certified
Yb | Round | Replicate | 01: Lab; 02: Lab; 03: Lab; 04: Lab; 05: Lab | 1
| No | No | 01: 01; 02: 03; 03: 04; 04: 05; 05: 06 | ppm
|  |  | 01: 4A*MS; 02: 4A*MS; 03: 4A*OES/MS; 04: 4A*MS; 05: 4A*MS | 2
3
| 1 | 1 | 01: 0.5; 02: 0.4; 03: 0.6; 04: 0.61; 05: 0.5 | 1
| 1 | 2 | 01: 0.6; 02: 0.5; 03: 0.5; 04: 0.54; 05: 0.5 | 32
| 1 | 3 | 01: 0.6; 02: 0.5; 03: 0.5; 04: 0.54; 05: 0.5 | 16
| 1 | 4 | 01: 0.5; 02: 0.5; 03: 0.6; 04: 0.56; 05: 0.5 | 0.531
| 1 | 5 | 01: 0.5; 02: 0.6; 03: 0.5; 04: 0.62; 05: 0.55 | 52
| 1 | 6 | 01: 0.5; 02: 0.5; 03: 0.5; 04: 0.56; 05: 0.55
| Mean |  | 01: 0.53333; 02: 0.5; 03: 0.53333; 04: 0.57167; 05: 0.51667
| Median |  | 01: 0.5; 02: 0.5; 03: 0.5; 04: 0.56; 05: 0.5
| Std Dev. |  | 01: 0.05164; 02: 0.063246; 03: 0.05164; 04: 0.034881; 05: 0.02582
| Rel.Std.Dev. |  | 01: 9.682%; 02: 12.65%; 03: 9.682%; 04: 6.102%; 05: 4.997%
| PDM3 |  | 01: 0.4394%; 02: -5.838%; 03: 0.4394%; 04: 7.659%; 05: -2.699%
| Z-Score (Absolute) |  | 01: 0; 02: 1.35; 03: 0; 04: 1.55; 05: 0.67
| Analytical results for Zn in OREAS C27h (Certified Value 118 ppm) | [10 empty] | Certified
Zn | Round | Replicate | Lab | Lab | Lab | Lab | Lab | Lab | Lab | Lab | Lab | 1
| No | No | 01 | 02 | 03 | 04 | 05 | 06 | 07 | 08 | 10 | ppm
|  |  | 4A*OES/MS | 4A*OES/MS | 4A*MS | 4A*OES/MS | 4A*MS | 4A*OES | 4A*MS | 4A*MS | 4A*OES/MS | 0
0
| 1 | 1 | 114 | 121 | 173 | 125 | 121 | 112 | 112 | 121 | 116 | 1
| 1 | 2 | 123 | 113 | 180 | 121 | 116 | 114 | 112 | 121 | 120 | 33
| 1 | 3 | 117 | 116 | 166 | 121 | 119 | 116 | 109 | 127 | 115 | 16
| 1 | 4 | 115 | 113 | 172 | 119 | 121 | 114 | 115 | 121 | 115 | 117.6875
| 1 | 5 | 111 | 120 | 166 | 120 | 121 | 114 | 110 | 131 | 126 | 53
| 1 | 6 | 110 | 122 | 179 | 119 | 126 | 112 | 116 | 126 | 110
| Mean |  | 115 | 117.5 | 172.6667 | 120.8333 | 120.6667 | 113.6667 | 112.3333 | 124.5 | 117
| Median |  | 114.5 | 118 | 172.5 | 120.5 | 121 | 114 | 112 | 123.5 | 115.5
| Std Dev. |  | 4.6904 | 4.0373 | 6.0553 | 2.2286 | 3.266 | 1.5055 | 2.7325 | 4.1833 | 5.4406
| Rel.Std.Dev. |  | 4.079% | 3.436% | 3.507% | 1.844% | 2.707% | 1.325% | 2.433% | 3.36% | 4.65%
| PDM3 |  | -2.284% | -0.1593% | 46.72% | 2.673% | 2.531% | -3.417% | -4.549% | 5.789% | -0.5842%
| Z-Score (Absolute) |  | 0.51 | 0 | 11.16 | 0.67 | 0.64 | 0.78 | 1.05 | 1.42 | 0.1
| Analytical results for Zr in OREAS C27h (Certified Value 245 ppm) | [10 empty] | Certified
Zr | Round | Replicate | Lab | Lab | Lab | Lab | Lab | Lab | Lab | Lab | Lab | 1
| No | No | 01 | 02 | 03 | 04 | 05 | 06 | 07 | 08 | 10 | ppm
|  |  | 4A*OES/MS | 4A*OES/MS | 4A*MS | 4A*OES/MS | 4A*MS | 4A*MS | 4A*MS | 4A*MS | 4A*OES/MS | 0
0
| 1 | 1 | 239 | 255 | 227 | 58 | 238.6 | 246 | 242.7 | 241.6 | 252 | 1
| 1 | 2 | 239 | 250 | 230 | 252 | 254.2 | 246 | 245.4 | 243.3 | 255 | 34
| 1 | 3 | 233 | 242 | 231 | 253 | 244.6 | 240 | 233.7 | 249.8 | 247 | 16
| 1 | 4 | 234 | 254 | 239 | 252 | 250 | 245 | 244.2 | 237.4 | 251 | 244.8204
| 1 | 5 | 239 | 264 | 233 | 240 | 250.3 | 248 | 240.7 | 241.3 | 256 | 54
| 1 | 6 | 239 | 268 | 246 | 246 | 247.4 | 233 | 236.2 | 244.3 | 250
| Mean |  | 237.1667 | 255.5 | 234.3333 | 216.8333 | 247.5167 | 243 | 240.4833 | 242.95 | 251.8333
| Median |  | 239 | 254.5 | 232 | 249 | 248.7 | 245.5 | 241.7 | 242.45 | 251.5
| Std Dev. |  | 2.8577 | 9.4181 | 6.9761 | 77.9703 | 5.4149 | 5.5857 | 4.6327 | 4.104 | 3.3116
| Rel.Std.Dev. |  | 1.205% | 3.686% | 2.977% | 35.96% | 2.188% | 2.299% | 1.926% | 1.689% | 1.315%
| PDM3 |  | -3.126% | 4.362% | -4.284% | -11.43% | 1.101% | -0.7436% | -1.772% | -0.764% | 2.865%
| Z-Score (Absolute) |  | 0.67 | 1.46 | 1 | 3.05 | 0.53 | 0.01 | 0.29 | 0 | 1.04
Note on C17: Z-Scores have been calculated inclusive of individual outliers. In general, laboratory batches are rejected if Z-Score > 2.5.
Note on C36: Z-Scores have been calculated inclusive of individual outliers. In general, laboratory batches are rejected if Z-Score > 2.5.
Note on C54: Z-Scores have been calculated inclusive of individual outliers. In general, laboratory batches are rejected if Z-Score > 2.5.
Note on C72: Z-Scores have been calculated inclusive of individual outliers. In general, laboratory batches are rejected if Z-Score > 2.5.
Note on C90: Z-Scores have been calculated inclusive of individual outliers. In general, laboratory batches are rejected if Z-Score > 2.5.
Note on C109: Z-Scores have been calculated inclusive of individual outliers. In general, laboratory batches are rejected if Z-Score > 2.5.
Note on C128: Z-Scores have been calculated inclusive of individual outliers. In general, laboratory batches are rejected if Z-Score > 2.5.
Note on C146: Z-Scores have been calculated inclusive of individual outliers. In general, laboratory batches are rejected if Z-Score > 2.5.
Note on C164: Z-Scores have been calculated inclusive of individual outliers. In general, laboratory batches are rejected if Z-Score > 2.5.
Note on C182: Z-Scores have been calculated inclusive of individual outliers. In general, laboratory batches are rejected if Z-Score > 2.5.
Note on C201: Z-Scores have been calculated inclusive of individual outliers. In general, laboratory batches are rejected if Z-Score > 2.5.
Note on C219: Z-Scores have been calculated inclusive of individual outliers. In general, laboratory batches are rejected if Z-Score > 2.5.
Note on C237: Z-Scores have been calculated inclusive of individual outliers. In general, laboratory batches are rejected if Z-Score > 2.5.
Note on C255: Z-Scores have been calculated inclusive of individual outliers. In general, laboratory batches are rejected if Z-Score > 2.5.
Note on C273: Z-Scores have been calculated inclusive of individual outliers. In general, laboratory batches are rejected if Z-Score > 2.5.
Note on C291: Z-Scores have been calculated inclusive of individual outliers. In general, laboratory batches are rejected if Z-Score > 2.5.
Note on C309: Z-Scores have been calculated inclusive of individual outliers. In general, laboratory batches are rejected if Z-Score > 2.5.
Note on C327: Z-Scores have been calculated inclusive of individual outliers. In general, laboratory batches are rejected if Z-Score > 2.5.
Note on C345: Z-Scores have been calculated inclusive of individual outliers. In general, laboratory batches are rejected if Z-Score > 2.5.
Note on C363: Z-Scores have been calculated inclusive of individual outliers. In general, laboratory batches are rejected if Z-Score > 2.5.
Note on C381: Z-Scores have been calculated inclusive of individual outliers. In general, laboratory batches are rejected if Z-Score > 2.5.
Note on C399: Z-Scores have been calculated inclusive of individual outliers. In general, laboratory batches are rejected if Z-Score > 2.5.
Note on C417: Z-Scores have been calculated inclusive of individual outliers. In general, laboratory batches are rejected if Z-Score > 2.5.
Note on C435: Z-Scores have been calculated inclusive of individual outliers. In general, laboratory batches are rejected if Z-Score > 2.5.
Note on C453: Z-Scores have been calculated inclusive of individual outliers. In general, laboratory batches are rejected if Z-Score > 2.5.
Note on C471: Z-Scores have been calculated inclusive of individual outliers. In general, laboratory batches are rejected if Z-Score > 2.5.
Note on C489: Z-Scores have been calculated inclusive of individual outliers. In general, laboratory batches are rejected if Z-Score > 2.5.
Note on C507: Z-Scores have been calculated inclusive of individual outliers. In general, laboratory batches are rejected if Z-Score > 2.5.
Note on C525: Z-Scores have been calculated inclusive of individual outliers. In general, laboratory batches are rejected if Z-Score > 2.5.
Note on C543: Z-Scores have been calculated inclusive of individual outliers. In general, laboratory batches are rejected if Z-Score > 2.5.
Note on C562: Z-Scores have been calculated inclusive of individual outliers. In general, laboratory batches are rejected if Z-Score > 2.5.
Note on C580: Z-Scores have been calculated inclusive of individual outliers. In general, laboratory batches are rejected if Z-Score > 2.5.
Note on C598: Z-Scores have been calculated inclusive of individual outliers. In general, laboratory batches are rejected if Z-Score > 2.5.
Note on C616: Z-Scores have been calculated inclusive of individual outliers. In general, laboratory batches are rejected if Z-Score > 2.5.
Note on C634: Z-Scores have been calculated inclusive of individual outliers. In general, laboratory batches are rejected if Z-Score > 2.5.
Note on C652: Z-Scores have been calculated inclusive of individual outliers. In general, laboratory batches are rejected if Z-Score > 2.5.
Note on C670: Z-Scores have been calculated inclusive of individual outliers. In general, laboratory batches are rejected if Z-Score > 2.5.
Note on C688: Z-Scores have been calculated inclusive of individual outliers. In general, laboratory batches are rejected if Z-Score > 2.5.
Note on C706: Z-Scores have been calculated inclusive of individual outliers. In general, laboratory batches are rejected if Z-Score > 2.5.
Note on C724: Z-Scores have been calculated inclusive of individual outliers. In general, laboratory batches are rejected if Z-Score > 2.5.
Note on C742: Z-Scores have been calculated inclusive of individual outliers. In general, laboratory batches are rejected if Z-Score > 2.5.
Note on C761: Z-Scores have been calculated inclusive of individual outliers. In general, laboratory batches are rejected if Z-Score > 2.5.
Note on C780: Z-Scores have been calculated inclusive of individual outliers. In general, laboratory batches are rejected if Z-Score > 2.5.
Note on C798: Z-Scores have been calculated inclusive of individual outliers. In general, laboratory batches are rejected if Z-Score > 2.5.
Note on C816: Z-Scores have been calculated inclusive of individual outliers. In general, laboratory batches are rejected if Z-Score > 2.5.
Note on C834: Z-Scores have been calculated inclusive of individual outliers. In general, laboratory batches are rejected if Z-Score > 2.5.
Note on C852: Z-Scores have been calculated inclusive of individual outliers. In general, laboratory batches are rejected if Z-Score > 2.5.
Note on C870: Z-Scores have been calculated inclusive of individual outliers. In general, laboratory batches are rejected if Z-Score > 2.5.
Note on C888: Z-Scores have been calculated inclusive of individual outliers. In general, laboratory batches are rejected if Z-Score > 2.5.
Note on C906: Z-Scores have been calculated inclusive of individual outliers. In general, laboratory batches are rejected if Z-Score > 2.5.
Note on C924: Z-Scores have been calculated inclusive of individual outliers. In general, laboratory batches are rejected if Z-Score > 2.5.
Note on C942: Z-Scores have been calculated inclusive of individual outliers. In general, laboratory batches are rejected if Z-Score > 2.5.
Note on C961: Z-Scores have been calculated inclusive of individual outliers. In general, laboratory batches are rejected if Z-Score > 2.5.
Note on C979: Z-Scores have been calculated inclusive of individual outliers. In general, laboratory batches are rejected if Z-Score > 2.5.
Note on C997: Z-Scores have been calculated inclusive of individual outliers. In general, laboratory batches are rejected if Z-Score > 2.5.
Note on C1015: Z-Scores have been calculated inclusive of individual outliers. In general, laboratory batches are rejected if Z-Score > 2.5.
Note on C1033: Z-Scores have been calculated inclusive of individual outliers. In general, laboratory batches are rejected if Z-Score > 2.5.
Note on C1051: Z-Scores have been calculated inclusive of individual outliers. In general, laboratory batches are rejected if Z-Score > 2.5.
Note on C1069: Z-Scores have been calculated inclusive of individual outliers. In general, laboratory batches are rejected if Z-Score > 2.5.
Note on C1087: Z-Scores have been calculated inclusive of individual outliers. In general, laboratory batches are rejected if Z-Score > 2.5.

## IRC
| Analytical results for C in OREAS C27h (Indicative Value 0.222 wt.%) |  |  | Indicative
C | Round | Replicate | BV Geo | 1
| No | No | Perth | wt.%
|  |  | IRC | 3
3
| 1 | 1 | 0.21 | 1
| 1 | 2 | 0.22 | 9
| 1 | 3 | 0.24 | 16
| 1 | 4 | 0.22 | 0.22167
| 1 | 5 | 0.22 | 15
| 1 | 6 | 0.22
| Mean |  | 0.22167
| Median |  | 0.22
| Std Dev. |  | 0.0098319
| Rel.Std.Dev. |  | 4.435%
| PDM3 |  | -1.665e-13%
| Z-Score (Absolute) |  | NA
| Analytical results for S in OREAS C27h (Indicative Value < 0.01 wt.%) |  |  | Indicative
S | Round | Replicate | BV Geo | 1
| No | No | Perth | wt.%
|  |  | IRC | 3
3
| 1 | 1 | < 0.01 | 1
| 1 | 2 | < 0.01 | 9
| 1 | 3 | < 0.01 | 16
| 1 | 4 | < 0.01 | < 0.01
| 1 | 5 | < 0.01 | 15
| 1 | 6 | < 0.01
Mean
Median
Std Dev.
Rel.Std.Dev.
PDM3
| Z-Score (Absolute) |  | NA
Note on C17: Z-Scores have been calculated inclusive of individual outliers. In general, laboratory batches are rejected if Z-Score > 2.5.
Note on C35: Z-Scores have been calculated inclusive of individual outliers. In general, laboratory batches are rejected if Z-Score > 2.5.

## Fusion XRF
| Analytical results for Al2O3 in OREAS C27h (Indicative Value 15.07 wt.%) |  |  | Indicative
Al2O3 | Round | Replicate | BV Geo | 1
| No | No | Perth | wt.%
|  |  | BF*XRF | 2
2
| 1 | 1 | 15.11 | 1
| 1 | 2 | 15.12 | 11
| 1 | 3 | 14.97 | 16
| 1 | 4 | 15.05 | 15.07
| 1 | 5 | 15.11 | 17
| 1 | 6 | 15.06
| Mean |  | 15.07
| Median |  | 15.085
| Std Dev. |  | 0.056921
| Rel.Std.Dev. |  | 0.3777%
| PDM3 |  | -1.11e-14%
| Z-Score (Absolute) |  | NA
| Analytical results for CaO in OREAS C27h (Indicative Value 1.51 wt.%) |  |  | Indicative
CaO | Round | Replicate | BV Geo | 1
| No | No | Perth | wt.%
|  |  | BF*XRF | 2
2
| 1 | 1 | 1.48 | 1
| 1 | 2 | 1.49 | 12
| 1 | 3 | 1.58 | 16
| 1 | 4 | 1.5 | 1.5133
| 1 | 5 | 1.51 | 18
| 1 | 6 | 1.52
| Mean |  | 1.5133
| Median |  | 1.505
| Std Dev. |  | 0.03559
| Rel.Std.Dev. |  | 2.352%
| PDM3 |  | 2.22e-13%
| Z-Score (Absolute) |  | NA
| Analytical results for Fe2O3 in OREAS C27h (Indicative Value 3.55 wt.%) |  |  | Indicative
Fe2O3 | Round | Replicate | BV Geo | 1
| No | No | Perth | wt.%
|  |  | BF*XRF | 2
2
| 1 | 1 | 3.48 | 1
| 1 | 2 | 3.49 | 13
| 1 | 3 | 3.67 | 16
| 1 | 4 | 3.59 | 3.5467
| 1 | 5 | 3.5 | 19
| 1 | 6 | 3.55
| Mean |  | 3.5467
| Median |  | 3.525
| Std Dev. |  | 0.073394
| Rel.Std.Dev. |  | 2.069%
| PDM3 |  | -8.882e-14%
| Z-Score (Absolute) |  | NA
| Analytical results for K2O in OREAS C27h (Indicative Value 3.85 wt.%) |  |  | Indicative
K2O | Round | Replicate | BV Geo | 1
| No | No | Perth | wt.%
|  |  | BF*XRF | 2
2
| 1 | 1 | 3.87 | 1
| 1 | 2 | 3.86 | 14
| 1 | 3 | 3.81 | 16
| 1 | 4 | 3.85 | 3.845
| 1 | 5 | 3.84 | 20
| 1 | 6 | 3.84
| Mean |  | 3.845
| Median |  | 3.845
| Std Dev. |  | 0.020736
| Rel.Std.Dev. |  | 0.5393%
| PDM3 |  | -2.22e-14%
| Z-Score (Absolute) |  | NA
| Analytical results for MgO in OREAS C27h (Indicative Value 0.27 wt.%) |  |  | Indicative
MgO | Round | Replicate | BV Geo | 1
| No | No | Perth | wt.%
|  |  | BF*XRF | 3
3
| 1 | 1 | 0.25 | 1
| 1 | 2 | 0.25 | 11
| 1 | 3 | 0.32 | 16
| 1 | 4 | 0.27 | 0.27
| 1 | 5 | 0.25 | 17
| 1 | 6 | 0.28
| Mean |  | 0.27
| Median |  | 0.26
| Std Dev. |  | 0.027568
| Rel.Std.Dev. |  | 10.21%
| PDM3 |  | 0%
| Z-Score (Absolute) |  | NA
| Analytical results for MnO in OREAS C27h (Indicative Value 0.047 wt.%) |  |  | Indicative
MnO | Round | Replicate | BV Geo | 1
| No | No | Perth | wt.%
|  |  | BF*XRF | 3
3
| 1 | 1 | 0.04 | 1
| 1 | 2 | 0.04 | 12
| 1 | 3 | 0.06 | 16
| 1 | 4 | 0.05 | 0.046667
| 1 | 5 | 0.04 | 18
| 1 | 6 | 0.05
| Mean |  | 0.046667
| Median |  | 0.045
| Std Dev. |  | 0.008165
| Rel.Std.Dev. |  | 17.5%
| PDM3 |  | -5.551e-14%
| Z-Score (Absolute) |  | NA
| Analytical results for Na2O in OREAS C27h (Indicative Value 3.84 wt.%) |  |  | Indicative
Na2O | Round | Replicate | BV Geo | 1
| No | No | Perth | wt.%
|  |  | BF*XRF | 2
2
| 1 | 1 | 3.89 | 1
| 1 | 2 | 3.87 | 13
| 1 | 3 | 3.7 | 16
| 1 | 4 | 3.85 | 3.8383
| 1 | 5 | 3.89 | 19
| 1 | 6 | 3.83
| Mean |  | 3.8383
| Median |  | 3.86
| Std Dev. |  | 0.071671
| Rel.Std.Dev. |  | 1.867%
| PDM3 |  | 8.882e-14%
| Z-Score (Absolute) |  | NA
| Analytical results for P2O5 in OREAS C27h (Indicative Value 0.071 wt.%) |  |  | Indicative
P2O5 | Round | Replicate | BV Geo | 1
| No | No | Perth | wt.%
|  |  | BF*XRF | 3
3
| 1 | 1 | 0.068 | 1
| 1 | 2 | 0.069 | 14
| 1 | 3 | 0.075 | 16
| 1 | 4 | 0.071 | 0.0705
| 1 | 5 | 0.069 | 20
| 1 | 6 | 0.071
| Mean |  | 0.0705
| Median |  | 0.07
| Std Dev. |  | 0.00251
| Rel.Std.Dev. |  | 3.56%
| PDM3 |  | 2.22e-14%
| Z-Score (Absolute) |  | NA
| Analytical results for S in OREAS C27h (Indicative Value 0.006 wt.%) |  |  | Indicative
S | Round | Replicate | BV Geo | 1
| No | No | Perth | wt.%
|  |  | BF*XRF | 3
3
| 1 | 1 | 0.0056 | 1
| 1 | 2 | 0.0064 | 9
| 1 | 3 | 0.0092 | 16
| 1 | 4 | 0.0072 | 0.0064739
| 1 | 5 | 0.0048 | 17
| 1 | 6 | 0.0056
| Mean |  | 0.0064667
| Median |  | 0.006
| Std Dev. |  | 0.001568
| Rel.Std.Dev. |  | 24.25%
| PDM3 |  | -0.1124%
| Z-Score (Absolute) |  | NA
| Analytical results for SiO2 in OREAS C27h (Indicative Value 69.36 wt.%) |  |  | Indicative
SiO2 | Round | Replicate | BV Geo | 1
| No | No | Perth | wt.%
|  |  | BF*XRF | 2
2
| 1 | 1 | 69.52 | 1
| 1 | 2 | 69.55 | 12
| 1 | 3 | 69.25 | 16
| 1 | 4 | 69.27 | 69.3633
| 1 | 5 | 69.32 | 18
| 1 | 6 | 69.27
| Mean |  | 69.3633
| Median |  | 69.295
| Std Dev. |  | 0.1353
| Rel.Std.Dev. |  | 0.1951%
| PDM3 |  | 4.441e-14%
| Z-Score (Absolute) |  | NA
| Analytical results for TiO2 in OREAS C27h (Indicative Value 0.197 wt.%) |  |  | Indicative
TiO2 | Round | Replicate | BV Geo | 1
| No | No | Perth | wt.%
|  |  | BF*XRF | 3
3
| 1 | 1 | 0.19 | 1
| 1 | 2 | 0.19 | 13
| 1 | 3 | 0.22 | 16
| 1 | 4 | 0.19 | 0.19667
| 1 | 5 | 0.19 | 19
| 1 | 6 | 0.2
| Mean |  | 0.19667
| Median |  | 0.19
| Std Dev. |  | 0.012111
| Rel.Std.Dev. |  | 6.158%
| PDM3 |  | -1.665e-13%
| Z-Score (Absolute) |  | NA
Note on C17: Z-Scores have been calculated inclusive of individual outliers. In general, laboratory batches are rejected if Z-Score > 2.5.
Note on C35: Z-Scores have been calculated inclusive of individual outliers. In general, laboratory batches are rejected if Z-Score > 2.5.
Note on C53: Z-Scores have been calculated inclusive of individual outliers. In general, laboratory batches are rejected if Z-Score > 2.5.
Note on C71: Z-Scores have been calculated inclusive of individual outliers. In general, laboratory batches are rejected if Z-Score > 2.5.
Note on C89: Z-Scores have been calculated inclusive of individual outliers. In general, laboratory batches are rejected if Z-Score > 2.5.
Note on C107: Z-Scores have been calculated inclusive of individual outliers. In general, laboratory batches are rejected if Z-Score > 2.5.
Note on C125: Z-Scores have been calculated inclusive of individual outliers. In general, laboratory batches are rejected if Z-Score > 2.5.
Note on C143: Z-Scores have been calculated inclusive of individual outliers. In general, laboratory batches are rejected if Z-Score > 2.5.
Note on C161: Z-Scores have been calculated inclusive of individual outliers. In general, laboratory batches are rejected if Z-Score > 2.5.
Note on C179: Z-Scores have been calculated inclusive of individual outliers. In general, laboratory batches are rejected if Z-Score > 2.5.
Note on C197: Z-Scores have been calculated inclusive of individual outliers. In general, laboratory batches are rejected if Z-Score > 2.5.

## Thermograv
| Analytical results for LOI1000 in OREAS C27h (Indicative Value 1.77 wt.%) |  |  | Indicative
LOI1000 | Round | Replicate | BV Geo | 1
| No | No | Perth | wt.%
|  |  | LOI*TGA | 2
2
| 1 | 1 | 1.67 | 1
| 1 | 2 | 1.7 | 16
| 1 | 3 | 1.82 | 16
| 1 | 4 | 1.8 | 1.7733
| 1 | 5 | 1.81 | 22
| 1 | 6 | 1.84
| Mean |  | 1.7733
| Median |  | 1.805
| Std Dev. |  | 0.070333
| Rel.Std.Dev. |  | 3.966%
| PDM3 |  | 1.776e-13%
| Z-Score (Absolute) |  | NA
Note on C17: Z-Scores have been calculated inclusive of individual outliers. In general, laboratory batches are rejected if Z-Score > 2.5.

## Laser Ablation
| Analytical results for Ag in OREAS C27h (Indicative Value 0.183 ppm) |  |  | Indicative
Ag | Round | Replicate | BV Geo | 1
| No | No | Perth | ppm
|  |  | ABL*MS | 3
3
| 1 | 1 | 0.2 | 1
| 1 | 2 | 0.2 | 18
| 1 | 3 | 0.2 | 16
| 1 | 4 | 0.1 | 0.18333
| 1 | 5 | 0.2 | 24
| 1 | 6 | 0.2
| Mean |  | 0.18333
| Median |  | 0.2
| Std Dev. |  | 0.040825
| Rel.Std.Dev. |  | 22.27%
| PDM3 |  | 1.998e-13%
| Z-Score (Absolute) |  | NA
| Analytical results for As in OREAS C27h (Indicative Value 2.9 ppm) |  |  | Indicative
As | Round | Replicate | BV Geo | 1
| No | No | Perth | ppm
|  |  | ABL*MS | 2
2
| 1 | 1 | 2.2 | 1
| 1 | 2 | 3 | 19
| 1 | 3 | 3.8 | 16
| 1 | 4 | 3 | 2.9
| 1 | 5 | 2.6 | 25
| 1 | 6 | 2.8
| Mean |  | 2.9
| Median |  | 2.9
| Std Dev. |  | 0.53292
| Rel.Std.Dev. |  | 18.38%
| PDM3 |  | 0%
| Z-Score (Absolute) |  | NA
| Analytical results for Ba in OREAS C27h (Indicative Value 2827 ppm) |  |  | Indicative
Ba | Round | Replicate | BV Geo | 1
| No | No | Perth | ppm
|  |  | ABL*MS | 0
0
| 1 | 1 | 2890 | 1
| 1 | 2 | 2800 | 20
| 1 | 3 | 2700 | 16
| 1 | 4 | 2810 | 2826.6667
| 1 | 5 | 2890 | 26
| 1 | 6 | 2870
| Mean |  | 2826.6667
| Median |  | 2840
| Std Dev. |  | 73.3939
| Rel.Std.Dev. |  | 2.596%
| PDM3 |  | -1.332e-13%
| Z-Score (Absolute) |  | NA
| Analytical results for Be in OREAS C27h (Indicative Value 3.37 ppm) |  |  | Indicative
Be | Round | Replicate | BV Geo | 1
| No | No | Perth | ppm
|  |  | ABL*MS | 2
2
| 1 | 1 | 2.6 | 1
| 1 | 2 | 3.4 | 21
| 1 | 3 | 3.6 | 16
| 1 | 4 | 3.2 | 3.3667
| 1 | 5 | 3.8 | 27
| 1 | 6 | 3.6
| Mean |  | 3.3667
| Median |  | 3.5
| Std Dev. |  | 0.4274
| Rel.Std.Dev. |  | 12.69%
| PDM3 |  | -7.772e-14%
| Z-Score (Absolute) |  | NA
| Analytical results for Bi in OREAS C27h (Indicative Value 0.14 ppm) |  |  | Indicative
Bi | Round | Replicate | BV Geo | 1
| No | No | Perth | ppm
|  |  | ABL*MS | 2
2
| 1 | 1 | 0.1 | 1
| 1 | 2 | 0.16 | 22
| 1 | 3 | 0.22 | 16
| 1 | 4 | 0.14 | 0.14333
| 1 | 5 | 0.08 | 28
| 1 | 6 | 0.16
| Mean |  | 0.14333
| Median |  | 0.15
| Std Dev. |  | 0.049666
| Rel.Std.Dev. |  | 34.65%
| PDM3 |  | 2.22e-13%
| Z-Score (Absolute) |  | NA
| Analytical results for Cd in OREAS C27h (Indicative Value 0.37 ppm) |  |  | Indicative
Cd | Round | Replicate | BV Geo | 1
| No | No | Perth | ppm
|  |  | ABL*MS | 2
2
| 1 | 1 | 0.4 | 1
| 1 | 2 | 0.5 | 23
| 1 | 3 | 0.4 | 16
| 1 | 4 | 0.4 | 0.36667
| 1 | 5 | 0.3 | 29
| 1 | 6 | 0.2
| Mean |  | 0.36667
| Median |  | 0.4
| Std Dev. |  | 0.10328
| Rel.Std.Dev. |  | 28.17%
| PDM3 |  | -7.772e-14%
| Z-Score (Absolute) |  | NA
| Analytical results for Ce in OREAS C27h (Indicative Value 89 ppm) |  |  | Indicative
Ce | Round | Replicate | BV Geo | 1
| No | No | Perth | ppm
|  |  | ABL*MS | 0
0
| 1 | 1 | 85.5 | 1
| 1 | 2 | 87.5 | 24
| 1 | 3 | 96.2 | 16
| 1 | 4 | 88.1 | 89.4333
| 1 | 5 | 88.8 | 30
| 1 | 6 | 90.5
| Mean |  | 89.4333
| Median |  | 88.45
| Std Dev. |  | 3.6963
| Rel.Std.Dev. |  | 4.133%
| PDM3 |  | 2.22e-14%
| Z-Score (Absolute) |  | NA
| Analytical results for Co in OREAS C27h (Indicative Value 1.87 ppm) |  |  | Indicative
Co | Round | Replicate | BV Geo | 1
| No | No | Perth | ppm
|  |  | ABL*MS | 2
2
| 1 | 1 | 1.6 | 1
| 1 | 2 | 2.1 | 25
| 1 | 3 | 2.3 | 16
| 1 | 4 | 2 | 1.8667
| 1 | 5 | 1.7 | 31
| 1 | 6 | 1.5
| Mean |  | 1.8667
| Median |  | 1.85
| Std Dev. |  | 0.31411
| Rel.Std.Dev. |  | 16.83%
| PDM3 |  | -1.887e-13%
| Z-Score (Absolute) |  | NA
| Analytical results for Cr in OREAS C27h (Indicative Value 5.83 ppm) |  |  | Indicative
Cr | Round | Replicate | BV Geo | 1
| No | No | Perth | ppm
|  |  | ABL*MS | 2
2
| 1 | 1 | 5 | 1
| 1 | 2 | 6 | 3
| 1 | 3 | 9 | 16
| 1 | 4 | 4 | 5.8333
| 1 | 5 | 4 | 32
| 1 | 6 | 7
| Mean |  | 5.8333
| Median |  | 5.5
| Std Dev. |  | 1.9408
| Rel.Std.Dev. |  | 33.27%
| PDM3 |  | 4.441e-14%
| Z-Score (Absolute) |  | NA
| Analytical results for Cs in OREAS C27h (Indicative Value 6.3 ppm) |  |  | Indicative
Cs | Round | Replicate | BV Geo | 1
| No | No | Perth | ppm
|  |  | ABL*MS | 2
2
| 1 | 1 | 5.94 | 1
| 1 | 2 | 6.29 | 27
| 1 | 3 | 6.61 | 16
| 1 | 4 | 6.25 | 6.2967
| 1 | 5 | 6.26 | 33
| 1 | 6 | 6.43
| Mean |  | 6.2967
| Median |  | 6.275
| Std Dev. |  | 0.22214
| Rel.Std.Dev. |  | 3.528%
| PDM3 |  | -5.551e-14%
| Z-Score (Absolute) |  | NA
| Analytical results for Cu in OREAS C27h (Indicative Value 6.67 ppm) |  |  | Indicative
Cu | Round | Replicate | BV Geo | 1
| No | No | Perth | ppm
|  |  | ABL*MS | 2
2
| 1 | 1 | 8 | 1
| 1 | 2 | 6 | 28
| 1 | 3 | 6 | 16
| 1 | 4 | 8 | 6.6667
| 1 | 5 | 6 | 34
| 1 | 6 | 6
| Mean |  | 6.6667
| Median |  | 6
| Std Dev. |  | 1.0328
| Rel.Std.Dev. |  | 15.49%
| PDM3 |  | -4.441e-14%
| Z-Score (Absolute) |  | NA
| Analytical results for Dy in OREAS C27h (Indicative Value 3.64 ppm) |  |  | Indicative
Dy | Round | Replicate | BV Geo | 1
| No | No | Perth | ppm
|  |  | ABL*MS | 2
2
| 1 | 1 | 3.64 | 1
| 1 | 2 | 3.6 | 4
| 1 | 3 | 3.9 | 16
| 1 | 4 | 3.54 | 3.6433
| 1 | 5 | 3.48 | 35
| 1 | 6 | 3.7
| Mean |  | 3.6433
| Median |  | 3.62
| Std Dev. |  | 0.1472
| Rel.Std.Dev. |  | 4.04%
| PDM3 |  | 8.882e-14%
| Z-Score (Absolute) |  | NA
| Analytical results for Er in OREAS C27h (Indicative Value 1.04 ppm) |  |  | Indicative
Er | Round | Replicate | BV Geo | 1
| No | No | Perth | ppm
|  |  | ABL*MS | 2
2
| 1 | 1 | 1.03 | 1
| 1 | 2 | 1.07 | 5
| 1 | 3 | 1.03 | 16
| 1 | 4 | 1.04 | 1.0367
| 1 | 5 | 1.02 | 36
| 1 | 6 | 1.03
| Mean |  | 1.0367
| Median |  | 1.03
| Std Dev. |  | 0.017512
| Rel.Std.Dev. |  | 1.689%
| PDM3 |  | -3.22e-13%
| Z-Score (Absolute) |  | NA
| Analytical results for Eu in OREAS C27h (Indicative Value 1.34 ppm) |  |  | Indicative
Eu | Round | Replicate | BV Geo | 1
| No | No | Perth | ppm
|  |  | ABL*MS | 2
2
| 1 | 1 | 1.31 | 1
| 1 | 2 | 1.32 | 6
| 1 | 3 | 1.4 | 16
| 1 | 4 | 1.31 | 1.3417
| 1 | 5 | 1.33 | 37
| 1 | 6 | 1.38
| Mean |  | 1.3417
| Median |  | 1.325
| Std Dev. |  | 0.038687
| Rel.Std.Dev. |  | 2.883%
| PDM3 |  | -2.331e-13%
| Z-Score (Absolute) |  | NA
| Analytical results for Ga in OREAS C27h (Indicative Value 21.4 ppm) |  |  | Indicative
Ga | Round | Replicate | BV Geo | 1
| No | No | Perth | ppm
|  |  | ABL*MS | 1
1
| 1 | 1 | 21 | 1
| 1 | 2 | 21.4 | 32
| 1 | 3 | 21.3 | 16
| 1 | 4 | 21.5 | 21.35
| 1 | 5 | 21.4 | 38
| 1 | 6 | 21.5
| Mean |  | 21.35
| Median |  | 21.4
| Std Dev. |  | 0.18708
| Rel.Std.Dev. |  | 0.8763%
| PDM3 |  | -1.11e-14%
| Z-Score (Absolute) |  | NA
| Analytical results for Gd in OREAS C27h (Indicative Value 5.87 ppm) |  |  | Indicative
Gd | Round | Replicate | BV Geo | 1
| No | No | Perth | ppm
|  |  | ABL*MS | 2
2
| 1 | 1 | 5.75 | 1
| 1 | 2 | 5.62 | 7
| 1 | 3 | 6.14 | 16
| 1 | 4 | 5.67 | 5.8733
| 1 | 5 | 5.9 | 39
| 1 | 6 | 6.16
| Mean |  | 5.8733
| Median |  | 5.825
| Std Dev. |  | 0.23441
| Rel.Std.Dev. |  | 3.991%
| PDM3 |  | 2.22e-14%
| Z-Score (Absolute) |  | NA
| Analytical results for Ge in OREAS C27h (Indicative Value 1.18 ppm) |  |  | Indicative
Ge | Round | Replicate | BV Geo | 1
| No | No | Perth | ppm
|  |  | ABL*MS | 2
2
| 1 | 1 | 1.2 | 1
| 1 | 2 | 1.25 | 34
| 1 | 3 | 1.25 | 16
| 1 | 4 | 1.15 | 1.175
| 1 | 5 | 1.1 | 40
| 1 | 6 | 1.1
| Mean |  | 1.175
| Median |  | 1.175
| Std Dev. |  | 0.06892
| Rel.Std.Dev. |  | 5.866%
| PDM3 |  | -2.22e-14%
| Z-Score (Absolute) |  | NA
| Analytical results for Hf in OREAS C27h (Indicative Value 7.78 ppm) |  |  | Indicative
Hf | Round | Replicate | BV Geo | 1
| No | No | Perth | ppm
|  |  | ABL*MS | 2
2
| 1 | 1 | 7.79 | 1
| 1 | 2 | 7.83 | 18
| 1 | 3 | 7.73 | 16
| 1 | 4 | 7.57 | 7.7783
| 1 | 5 | 7.83 | 24
| 1 | 6 | 7.92
| Mean |  | 7.7783
| Median |  | 7.81
| Std Dev. |  | 0.1194
| Rel.Std.Dev. |  | 1.535%
| PDM3 |  | 4.441e-14%
| Z-Score (Absolute) |  | NA
| Analytical results for Ho in OREAS C27h (Indicative Value 0.53 ppm) |  |  | Indicative
Ho | Round | Replicate | BV Geo | 1
| No | No | Perth | ppm
|  |  | ABL*MS | 2
2
| 1 | 1 | 0.5 | 1
| 1 | 2 | 0.53 | 4
| 1 | 3 | 0.53 | 16
| 1 | 4 | 0.53 | 0.52667
| 1 | 5 | 0.55 | 25
| 1 | 6 | 0.52
| Mean |  | 0.52667
| Median |  | 0.53
| Std Dev. |  | 0.01633
| Rel.Std.Dev. |  | 3.101%
| PDM3 |  | -6.661e-14%
| Z-Score (Absolute) |  | NA
| Analytical results for In in OREAS C27h (Indicative Value 0.05 ppm) |  |  | Indicative
In | Round | Replicate | BV Geo | 1
| No | No | Perth | ppm
|  |  | ABL*MS | 3
3
| 1 | 1 | 0.05 | 1
| 1 | 2 | 0.05 | 20
| 1 | 3 | 0.05 | 16
| 1 | 4 | 0.05 | 0.05
| 1 | 5 | 0.05 | 26
| 1 | 6 | 0.05
| Mean |  | 0.05
| Median |  | 0.05
| Std Dev. |  | 7.6012e-18
| Rel.Std.Dev. |  | 1.52e-14%
| PDM3 |  | -1.11e-14%
| Z-Score (Absolute) |  | NA
| Analytical results for La in OREAS C27h (Indicative Value 46.8 ppm) |  |  | Indicative
La | Round | Replicate | BV Geo | 1
| No | No | Perth | ppm
|  |  | ABL*MS | 1
1
| 1 | 1 | 44.9 | 1
| 1 | 2 | 45.8 | 21
| 1 | 3 | 50.7 | 16
| 1 | 4 | 46.1 | 46.8167
| 1 | 5 | 46.9 | 27
| 1 | 6 | 46.5
| Mean |  | 46.8167
| Median |  | 46.3
| Std Dev. |  | 2.0203
| Rel.Std.Dev. |  | 4.315%
| PDM3 |  | -7.772e-14%
| Z-Score (Absolute) |  | NA
| Analytical results for Lu in OREAS C27h (Indicative Value 0.065 ppm) |  |  | Indicative
Lu | Round | Replicate | BV Geo | 1
| No | No | Perth | ppm
|  |  | ABL*MS | 3
3
| 1 | 1 | 0.06 | 1
| 1 | 2 | 0.07 | 5
| 1 | 3 | 0.09 | 16
| 1 | 4 | 0.06 | 0.065
| 1 | 5 | 0.05 | 28
| 1 | 6 | 0.06
| Mean |  | 0.065
| Median |  | 0.06
| Std Dev. |  | 0.013784
| Rel.Std.Dev. |  | 21.21%
| PDM3 |  | 0%
| Z-Score (Absolute) |  | NA
| Analytical results for Mn in OREAS C27h (Indicative Value 0.031 wt.%) |  |  | Indicative
Mn | Round | Replicate | BV Geo | 1
| No | No | Perth | wt.%
|  |  | ABL*MS | 3
3
| 1 | 1 | 0.0276 | 1
| 1 | 2 | 0.0304 | 23
| 1 | 3 | 0.0376 | 16
| 1 | 4 | 0.0311 | 0.031
| 1 | 5 | 0.0288 | 29
| 1 | 6 | 0.0305
| Mean |  | 0.031
| Median |  | 0.03045
| Std Dev. |  | 0.0034808
| Rel.Std.Dev. |  | 11.23%
| PDM3 |  | -1.11e-14%
| Z-Score (Absolute) |  | NA
| Analytical results for Mo in OREAS C27h (Indicative Value 2.63 ppm) |  |  | Indicative
Mo | Round | Replicate | BV Geo | 1
| No | No | Perth | ppm
|  |  | ABL*MS | 2
2
| 1 | 1 | 2.4 | 1
| 1 | 2 | 2.6 | 24
| 1 | 3 | 2.8 | 16
| 1 | 4 | 2.6 | 2.6333
| 1 | 5 | 2.6 | 30
| 1 | 6 | 2.8
| Mean |  | 2.6333
| Median |  | 2.6
| Std Dev. |  | 0.15055
| Rel.Std.Dev. |  | 5.717%
| PDM3 |  | 1.11e-13%
| Z-Score (Absolute) |  | NA
| Analytical results for Nb in OREAS C27h (Indicative Value 18.9 ppm) |  |  | Indicative
Nb | Round | Replicate | BV Geo | 1
| No | No | Perth | ppm
|  |  | ABL*MS | 1
1
| 1 | 1 | 18.9 | 1
| 1 | 2 | 18.5 | 25
| 1 | 3 | 18.8 | 16
| 1 | 4 | 18.9 | 18.8833
| 1 | 5 | 19 | 31
| 1 | 6 | 19.2
| Mean |  | 18.8833
| Median |  | 18.9
| Std Dev. |  | 0.23166
| Rel.Std.Dev. |  | 1.227%
| PDM3 |  | 1.776e-13%
| Z-Score (Absolute) |  | NA
| Analytical results for Nd in OREAS C27h (Indicative Value 41 ppm) |  |  | Indicative
Nd | Round | Replicate | BV Geo | 1
| No | No | Perth | ppm
|  |  | ABL*MS | 1
1
| 1 | 1 | 39.6 | 1
| 1 | 2 | 40.3 | 6
| 1 | 3 | 42.8 | 16
| 1 | 4 | 40.3 | 40.95
| 1 | 5 | 40.9 | 32
| 1 | 6 | 41.8
| Mean |  | 40.95
| Median |  | 40.6
| Std Dev. |  | 1.1675
| Rel.Std.Dev. |  | 2.851%
| PDM3 |  | -2.22e-14%
| Z-Score (Absolute) |  | NA
| Analytical results for Ni in OREAS C27h (Indicative Value 4.33 ppm) |  |  | Indicative
Ni | Round | Replicate | BV Geo | 1
| No | No | Perth | ppm
|  |  | ABL*MS | 2
2
| 1 | 1 | 8 | 1
| 1 | 2 | 4 | 27
| 1 | 3 | 4 | 16
| 1 | 4 | 4 | 4.3333
| 1 | 5 | 4 | 33
| 1 | 6 | 2
| Mean |  | 4.3333
| Median |  | 4
| Std Dev. |  | 1.9664
| Rel.Std.Dev. |  | 45.38%
| PDM3 |  | 6.661e-14%
| Z-Score (Absolute) |  | NA
| Analytical results for Pb in OREAS C27h (Indicative Value 24.5 ppm) |  |  | Indicative
Pb | Round | Replicate | BV Geo | 1
| No | No | Perth | ppm
|  |  | ABL*MS | 1
1
| 1 | 1 | 24 | 1
| 1 | 2 | 25 | 28
| 1 | 3 | 25 | 16
| 1 | 4 | 25 | 24.5
| 1 | 5 | 23 | 34
| 1 | 6 | 25
| Mean |  | 24.5
| Median |  | 25
| Std Dev. |  | 0.83666
| Rel.Std.Dev. |  | 3.415%
| PDM3 |  | 0%
| Z-Score (Absolute) |  | NA
| Analytical results for Pr in OREAS C27h (Indicative Value 11.1 ppm) |  |  | Indicative
Pr | Round | Replicate | BV Geo | 1
| No | No | Perth | ppm
|  |  | ABL*MS | 1
1
| 1 | 1 | 10.9 | 1
| 1 | 2 | 10.8 | 7
| 1 | 3 | 11.8 | 16
| 1 | 4 | 10.8 | 11.0833
| 1 | 5 | 11 | 35
| 1 | 6 | 11.2
| Mean |  | 11.0833
| Median |  | 10.95
| Std Dev. |  | 0.38166
| Rel.Std.Dev. |  | 3.444%
| PDM3 |  | 3.109e-13%
| Z-Score (Absolute) |  | NA
| Analytical results for Rb in OREAS C27h (Indicative Value 142 ppm) |  |  | Indicative
Rb | Round | Replicate | BV Geo | 1
| No | No | Perth | ppm
|  |  | ABL*MS | 0
0
| 1 | 1 | 141 | 1
| 1 | 2 | 143 | 30
| 1 | 3 | 140 | 16
| 1 | 4 | 140 | 141.5
| 1 | 5 | 141 | 36
| 1 | 6 | 144
| Mean |  | 141.5
| Median |  | 141
| Std Dev. |  | 1.6432
| Rel.Std.Dev. |  | 1.161%
| PDM3 |  | 0%
| Z-Score (Absolute) |  | NA
| Analytical results for Re in OREAS C27h (Indicative Value < 0.01 ppm) |  |  | Indicative
Re | Round | Replicate | BV Geo | 1
| No | No | Perth | ppm
|  |  | ABL*MS | 3
3
| 1 | 1 | < 0.01 | 1
| 1 | 2 | < 0.01 | 31
| 1 | 3 | < 0.01 | 16
| 1 | 4 | 0.01 | < 0.01
| 1 | 5 | < 0.01 | 37
| 1 | 6 | < 0.01
| Mean |  | 0.01
| Median |  | 0.01
Std Dev.
Rel.Std.Dev.
PDM3
| Z-Score (Absolute) |  | NA
| Analytical results for Sb in OREAS C27h (Indicative Value 1.08 ppm) |  |  | Indicative
Sb | Round | Replicate | BV Geo | 1
| No | No | Perth | ppm
|  |  | ABL*MS | 2
2
| 1 | 1 | 1.1 | 1
| 1 | 2 | 1.2 | 32
| 1 | 3 | 1.2 | 16
| 1 | 4 | 1 | 1.0833
| 1 | 5 | 1 | 38
| 1 | 6 | 1
| Mean |  | 1.0833
| Median |  | 1.05
| Std Dev. |  | 0.098319
| Rel.Std.Dev. |  | 9.076%
| PDM3 |  | 3.109e-13%
| Z-Score (Absolute) |  | NA
| Analytical results for Sc in OREAS C27h (Indicative Value 4.45 ppm) |  |  | Indicative
Sc | Round | Replicate | BV Geo | 1
| No | No | Perth | ppm
|  |  | ABL*MS | 2
2
| 1 | 1 | 4.7 | 1
| 1 | 2 | 4.6 | 33
| 1 | 3 | 4.2 | 16
| 1 | 4 | 4 | 4.45
| 1 | 5 | 4.6 | 39
| 1 | 6 | 4.6
| Mean |  | 4.45
| Median |  | 4.6
| Std Dev. |  | 0.28107
| Rel.Std.Dev. |  | 6.316%
| PDM3 |  | 0%
| Z-Score (Absolute) |  | NA
| Analytical results for Se in OREAS C27h (Indicative Value < 5 ppm) |  |  | Indicative
Se | Round | Replicate | BV Geo | 1
| No | No | Perth | ppm
|  |  | ABL*MS | 2
2
| 1 | 1 | < 5 | 1
| 1 | 2 | < 5 | 34
| 1 | 3 | < 5 | 16
| 1 | 4 | < 5 | < 5
| 1 | 5 | < 5 | 40
| 1 | 6 | < 5
Mean
Median
Std Dev.
Rel.Std.Dev.
PDM3
| Z-Score (Absolute) |  | NA
| Analytical results for Sm in OREAS C27h (Indicative Value 7.66 ppm) |  |  | Indicative
Sm | Round | Replicate | BV Geo | 1
| No | No | Perth | ppm
|  |  | ABL*MS | 2
2
| 1 | 1 | 7.49 | 1
| 1 | 2 | 7.35 | 4
| 1 | 3 | 8.23 | 16
| 1 | 4 | 7.42 | 7.6617
| 1 | 5 | 7.6 | 24
| 1 | 6 | 7.88
| Mean |  | 7.6617
| Median |  | 7.545
| Std Dev. |  | 0.33451
| Rel.Std.Dev. |  | 4.366%
| PDM3 |  | -4.441e-14%
| Z-Score (Absolute) |  | NA
| Analytical results for Sn in OREAS C27h (Indicative Value 3.83 ppm) |  |  | Indicative
Sn | Round | Replicate | BV Geo | 1
| No | No | Perth | ppm
|  |  | ABL*MS | 2
2
| 1 | 1 | 3.6 | 1
| 1 | 2 | 4.2 | 19
| 1 | 3 | 3.8 | 16
| 1 | 4 | 3.8 | 3.8333
| 1 | 5 | 3.6 | 25
| 1 | 6 | 4
| Mean |  | 3.8333
| Median |  | 3.8
| Std Dev. |  | 0.23381
| Rel.Std.Dev. |  | 6.099%
| PDM3 |  | 1.11e-13%
| Z-Score (Absolute) |  | NA
| Analytical results for Sr in OREAS C27h (Indicative Value 165 ppm) |  |  | Indicative
Sr | Round | Replicate | BV Geo | 1
| No | No | Perth | ppm
|  |  | ABL*MS | 0
0
| 1 | 1 | 165 | 1
| 1 | 2 | 167 | 20
| 1 | 3 | 163 | 16
| 1 | 4 | 164 | 165.1667
| 1 | 5 | 166 | 26
| 1 | 6 | 166
| Mean |  | 165.1667
| Median |  | 165.5
| Std Dev. |  | 1.472
| Rel.Std.Dev. |  | 0.8912%
| PDM3 |  | -2.109e-13%
| Z-Score (Absolute) |  | NA
| Analytical results for Ta in OREAS C27h (Indicative Value 1.45 ppm) |  |  | Indicative
Ta | Round | Replicate | BV Geo | 1
| No | No | Perth | ppm
|  |  | ABL*MS | 2
2
| 1 | 1 | 1.46 | 1
| 1 | 2 | 1.46 | 21
| 1 | 3 | 1.48 | 16
| 1 | 4 | 1.45 | 1.445
| 1 | 5 | 1.39 | 27
| 1 | 6 | 1.43
| Mean |  | 1.445
| Median |  | 1.455
| Std Dev. |  | 0.031464
| Rel.Std.Dev. |  | 2.177%
| PDM3 |  | 0%
| Z-Score (Absolute) |  | NA
| Analytical results for Tb in OREAS C27h (Indicative Value 0.79 ppm) |  |  | Indicative
Tb | Round | Replicate | BV Geo | 1
| No | No | Perth | ppm
|  |  | ABL*MS | 2
2
| 1 | 1 | 0.79 | 1
| 1 | 2 | 0.78 | 5
| 1 | 3 | 0.81 | 16
| 1 | 4 | 0.81 | 0.79333
| 1 | 5 | 0.76 | 28
| 1 | 6 | 0.81
| Mean |  | 0.79333
| Median |  | 0.8
| Std Dev. |  | 0.020656
| Rel.Std.Dev. |  | 2.604%
| PDM3 |  | 4.441e-14%
| Z-Score (Absolute) |  | NA
| Analytical results for Te in OREAS C27h (Indicative Value 0.13 ppm) |  |  | Indicative
Te | Round | Replicate | BV Geo | 1
| No | No | Perth | ppm
|  |  | ABL*MS | 2
2
| 1 | 1 | 0.2 | 1
| 1 | 2 | < 0.2 | 23
| 1 | 3 | 0.2 | 16
| 1 | 4 | < 0.2 | 0.13333
| 1 | 5 | < 0.2 | 29
| 1 | 6 | < 0.2
| Mean |  | 0.2
| Median |  | 0.2
| Std Dev. |  | 0
| Rel.Std.Dev. |  | 0%
| PDM3 |  | 50%
| Z-Score (Absolute) |  | NA
| Analytical results for Th in OREAS C27h (Indicative Value 15.2 ppm) |  |  | Indicative
Th | Round | Replicate | BV Geo | 1
| No | No | Perth | ppm
|  |  | ABL*MS | 1
1
| 1 | 1 | 15.3 | 1
| 1 | 2 | 14.9 | 24
| 1 | 3 | 15.2 | 16
| 1 | 4 | 15 | 15.1667
| 1 | 5 | 15.2 | 30
| 1 | 6 | 15.4
| Mean |  | 15.1667
| Median |  | 15.2
| Std Dev. |  | 0.18619
| Rel.Std.Dev. |  | 1.228%
| PDM3 |  | -2.22e-13%
| Z-Score (Absolute) |  | NA
| Analytical results for Ti in OREAS C27h (Indicative Value 0.118 wt.%) |  |  | Indicative
Ti | Round | Replicate | BV Geo | 1
| No | No | Perth | wt.%
|  |  | ABL*MS | 3
3
| 1 | 1 | 0.116 | 1
| 1 | 2 | 0.116 | 25
| 1 | 3 | 0.123 | 16
| 1 | 4 | 0.114 | 0.1175
| 1 | 5 | 0.114 | 31
| 1 | 6 | 0.122
| Mean |  | 0.1175
| Median |  | 0.116
| Std Dev. |  | 0.0039875
| Rel.Std.Dev. |  | 3.394%
| PDM3 |  | 0%
| Z-Score (Absolute) |  | NA
| Analytical results for Tl in OREAS C27h (Indicative Value 0.5 ppm) |  |  | Indicative
Tl | Round | Replicate | BV Geo | 1
| No | No | Perth | ppm
|  |  | ABL*MS | 2
2
| 1 | 1 | 0.6 | 1
| 1 | 2 | 0.6 | 26
| 1 | 3 | 0.6 | 16
| 1 | 4 | 0.4 | 0.5
| 1 | 5 | 0.4 | 32
| 1 | 6 | 0.4
| Mean |  | 0.5
| Median |  | 0.5
| Std Dev. |  | 0.10954
| Rel.Std.Dev. |  | 21.91%
| PDM3 |  | -1.11e-14%
| Z-Score (Absolute) |  | NA
| Analytical results for Tm in OREAS C27h (Indicative Value 0.11 ppm) |  |  | Indicative
Tm | Round | Replicate | BV Geo | 1
| No | No | Perth | ppm
|  |  | ABL*MS | 2
2
| 1 | 1 | 0.11 | 1
| 1 | 2 | 0.12 | 6
| 1 | 3 | 0.14 | 16
| 1 | 4 | 0.1 | 0.11167
| 1 | 5 | 0.09 | 33
| 1 | 6 | 0.11
| Mean |  | 0.11167
| Median |  | 0.11
| Std Dev. |  | 0.017224
| Rel.Std.Dev. |  | 15.42%
| PDM3 |  | -3.109e-13%
| Z-Score (Absolute) |  | NA
| Analytical results for U in OREAS C27h (Indicative Value 5.86 ppm) |  |  | Indicative
U | Round | Replicate | BV Geo | 1
| No | No | Perth | ppm
|  |  | ABL*MS | 2
2
| 1 | 1 | 5.91 | 1
| 1 | 2 | 5.67 | 28
| 1 | 3 | 5.84 | 16
| 1 | 4 | 5.97 | 5.86
| 1 | 5 | 6 | 34
| 1 | 6 | 5.77
| Mean |  | 5.86
| Median |  | 5.875
| Std Dev. |  | 0.12554
| Rel.Std.Dev. |  | 2.142%
| PDM3 |  | -1.11e-14%
| Z-Score (Absolute) |  | NA
| Analytical results for V in OREAS C27h (Indicative Value 4.03 ppm) |  |  | Indicative
V | Round | Replicate | BV Geo | 1
| No | No | Perth | ppm
|  |  | ABL*MS | 2
2
| 1 | 1 | 3 | 1
| 1 | 2 | 4.5 | 29
| 1 | 3 | 6.1 | 16
| 1 | 4 | 3.9 | 4.0333
| 1 | 5 | 2.8 | 35
| 1 | 6 | 3.9
| Mean |  | 4.0333
| Median |  | 3.9
| Std Dev. |  | 1.1928
| Rel.Std.Dev. |  | 29.57%
| PDM3 |  | 8.882e-14%
| Z-Score (Absolute) |  | NA
| Analytical results for W in OREAS C27h (Indicative Value 1.58 ppm) |  |  | Indicative
W | Round | Replicate | BV Geo | 1
| No | No | Perth | ppm
|  |  | ABL*MS | 2
2
| 1 | 1 | 1.5 | 1
| 1 | 2 | 1.5 | 30
| 1 | 3 | 1.5 | 16
| 1 | 4 | 2 | 1.5833
| 1 | 5 | 1.5 | 36
| 1 | 6 | 1.5
| Mean |  | 1.5833
| Median |  | 1.5
| Std Dev. |  | 0.20412
| Rel.Std.Dev. |  | 12.89%
| PDM3 |  | 1.998e-13%
| Z-Score (Absolute) |  | NA
| Analytical results for Y in OREAS C27h (Indicative Value 15.2 ppm) |  |  | Indicative
Y | Round | Replicate | BV Geo | 1
| No | No | Perth | ppm
|  |  | ABL*MS | 1
1
| 1 | 1 | 15.5 | 1
| 1 | 2 | 14.7 | 31
| 1 | 3 | 15.7 | 16
| 1 | 4 | 15 | 15.2333
| 1 | 5 | 15.3 | 37
| 1 | 6 | 15.2
| Mean |  | 15.2333
| Median |  | 15.25
| Std Dev. |  | 0.3559
| Rel.Std.Dev. |  | 2.336%
| PDM3 |  | 2.22e-13%
| Z-Score (Absolute) |  | NA
| Analytical results for Yb in OREAS C27h (Indicative Value 0.6 ppm) |  |  | Indicative
Yb | Round | Replicate | BV Geo | 1
| No | No | Perth | ppm
|  |  | ABL*MS | 2
2
| 1 | 1 | 0.57 | 1
| 1 | 2 | 0.63 | 32
| 1 | 3 | 0.67 | 16
| 1 | 4 | 0.59 | 0.595
| 1 | 5 | 0.54 | 38
| 1 | 6 | 0.57
| Mean |  | 0.595
| Median |  | 0.58
| Std Dev. |  | 0.047223
| Rel.Std.Dev. |  | 7.937%
| PDM3 |  | 0%
| Z-Score (Absolute) |  | NA
| Analytical results for Zn in OREAS C27h (Indicative Value 119 ppm) |  |  | Indicative
Zn | Round | Replicate | BV Geo | 1
| No | No | Perth | ppm
|  |  | ABL*MS | 0
0
| 1 | 1 | 115 | 1
| 1 | 2 | 120 | 33
| 1 | 3 | 125 | 16
| 1 | 4 | 115 | 119.1667
| 1 | 5 | 120 | 39
| 1 | 6 | 120
| Mean |  | 119.1667
| Median |  | 120
| Std Dev. |  | 3.7639
| Rel.Std.Dev. |  | 3.158%
| PDM3 |  | -2.776e-13%
| Z-Score (Absolute) |  | NA
| Analytical results for Zr in OREAS C27h (Indicative Value 275 ppm) |  |  | Indicative
Zr | Round | Replicate | BV Geo | 1
| No | No | Perth | ppm
|  |  | ABL*MS | 0
0
| 1 | 1 | 276 | 1
| 1 | 2 | 272 | 34
| 1 | 3 | 272 | 16
| 1 | 4 | 276 | 275.3333
| 1 | 5 | 277 | 40
| 1 | 6 | 279
| Mean |  | 275.3333
| Median |  | 276
| Std Dev. |  | 2.8048
| Rel.Std.Dev. |  | 1.019%
| PDM3 |  | 1.332e-13%
| Z-Score (Absolute) |  | NA
Note on C17: Z-Scores have been calculated inclusive of individual outliers. In general, laboratory batches are rejected if Z-Score > 2.5.
Note on C35: Z-Scores have been calculated inclusive of individual outliers. In general, laboratory batches are rejected if Z-Score > 2.5.
Note on C53: Z-Scores have been calculated inclusive of individual outliers. In general, laboratory batches are rejected if Z-Score > 2.5.
Note on C71: Z-Scores have been calculated inclusive of individual outliers. In general, laboratory batches are rejected if Z-Score > 2.5.
Note on C89: Z-Scores have been calculated inclusive of individual outliers. In general, laboratory batches are rejected if Z-Score > 2.5.
Note on C107: Z-Scores have been calculated inclusive of individual outliers. In general, laboratory batches are rejected if Z-Score > 2.5.
Note on C125: Z-Scores have been calculated inclusive of individual outliers. In general, laboratory batches are rejected if Z-Score > 2.5.
Note on C143: Z-Scores have been calculated inclusive of individual outliers. In general, laboratory batches are rejected if Z-Score > 2.5.
Note on C161: Z-Scores have been calculated inclusive of individual outliers. In general, laboratory batches are rejected if Z-Score > 2.5.
Note on C179: Z-Scores have been calculated inclusive of individual outliers. In general, laboratory batches are rejected if Z-Score > 2.5.
Note on C197: Z-Scores have been calculated inclusive of individual outliers. In general, laboratory batches are rejected if Z-Score > 2.5.
Note on C215: Z-Scores have been calculated inclusive of individual outliers. In general, laboratory batches are rejected if Z-Score > 2.5.
Note on C233: Z-Scores have been calculated inclusive of individual outliers. In general, laboratory batches are rejected if Z-Score > 2.5.
Note on C251: Z-Scores have been calculated inclusive of individual outliers. In general, laboratory batches are rejected if Z-Score > 2.5.
Note on C269: Z-Scores have been calculated inclusive of individual outliers. In general, laboratory batches are rejected if Z-Score > 2.5.
Note on C287: Z-Scores have been calculated inclusive of individual outliers. In general, laboratory batches are rejected if Z-Score > 2.5.
Note on C305: Z-Scores have been calculated inclusive of individual outliers. In general, laboratory batches are rejected if Z-Score > 2.5.
Note on C323: Z-Scores have been calculated inclusive of individual outliers. In general, laboratory batches are rejected if Z-Score > 2.5.
Note on C341: Z-Scores have been calculated inclusive of individual outliers. In general, laboratory batches are rejected if Z-Score > 2.5.
Note on C359: Z-Scores have been calculated inclusive of individual outliers. In general, laboratory batches are rejected if Z-Score > 2.5.
Note on C377: Z-Scores have been calculated inclusive of individual outliers. In general, laboratory batches are rejected if Z-Score > 2.5.
Note on C395: Z-Scores have been calculated inclusive of individual outliers. In general, laboratory batches are rejected if Z-Score > 2.5.
Note on C413: Z-Scores have been calculated inclusive of individual outliers. In general, laboratory batches are rejected if Z-Score > 2.5.
Note on C431: Z-Scores have been calculated inclusive of individual outliers. In general, laboratory batches are rejected if Z-Score > 2.5.
Note on C449: Z-Scores have been calculated inclusive of individual outliers. In general, laboratory batches are rejected if Z-Score > 2.5.
Note on C467: Z-Scores have been calculated inclusive of individual outliers. In general, laboratory batches are rejected if Z-Score > 2.5.
Note on C485: Z-Scores have been calculated inclusive of individual outliers. In general, laboratory batches are rejected if Z-Score > 2.5.
Note on C503: Z-Scores have been calculated inclusive of individual outliers. In general, laboratory batches are rejected if Z-Score > 2.5.
Note on C521: Z-Scores have been calculated inclusive of individual outliers. In general, laboratory batches are rejected if Z-Score > 2.5.
Note on C539: Z-Scores have been calculated inclusive of individual outliers. In general, laboratory batches are rejected if Z-Score > 2.5.
Note on C557: Z-Scores have been calculated inclusive of individual outliers. In general, laboratory batches are rejected if Z-Score > 2.5.
Note on C575: Z-Scores have been calculated inclusive of individual outliers. In general, laboratory batches are rejected if Z-Score > 2.5.
Note on C593: Z-Scores have been calculated inclusive of individual outliers. In general, laboratory batches are rejected if Z-Score > 2.5.
Note on C611: Z-Scores have been calculated inclusive of individual outliers. In general, laboratory batches are rejected if Z-Score > 2.5.
Note on C629: Z-Scores have been calculated inclusive of individual outliers. In general, laboratory batches are rejected if Z-Score > 2.5.
Note on C647: Z-Scores have been calculated inclusive of individual outliers. In general, laboratory batches are rejected if Z-Score > 2.5.
Note on C665: Z-Scores have been calculated inclusive of individual outliers. In general, laboratory batches are rejected if Z-Score > 2.5.
Note on C683: Z-Scores have been calculated inclusive of individual outliers. In general, laboratory batches are rejected if Z-Score > 2.5.
Note on C701: Z-Scores have been calculated inclusive of individual outliers. In general, laboratory batches are rejected if Z-Score > 2.5.
Note on C719: Z-Scores have been calculated inclusive of individual outliers. In general, laboratory batches are rejected if Z-Score > 2.5.
Note on C737: Z-Scores have been calculated inclusive of individual outliers. In general, laboratory batches are rejected if Z-Score > 2.5.
Note on C755: Z-Scores have been calculated inclusive of individual outliers. In general, laboratory batches are rejected if Z-Score > 2.5.
Note on C773: Z-Scores have been calculated inclusive of individual outliers. In general, laboratory batches are rejected if Z-Score > 2.5.
Note on C791: Z-Scores have been calculated inclusive of individual outliers. In general, laboratory batches are rejected if Z-Score > 2.5.
Note on C809: Z-Scores have been calculated inclusive of individual outliers. In general, laboratory batches are rejected if Z-Score > 2.5.
Note on C827: Z-Scores have been calculated inclusive of individual outliers. In general, laboratory batches are rejected if Z-Score > 2.5.
Note on C845: Z-Scores have been calculated inclusive of individual outliers. In general, laboratory batches are rejected if Z-Score > 2.5.
Note on C863: Z-Scores have been calculated inclusive of individual outliers. In general, laboratory batches are rejected if Z-Score > 2.5.
Note on C881: Z-Scores have been calculated inclusive of individual outliers. In general, laboratory batches are rejected if Z-Score > 2.5.
Note on C899: Z-Scores have been calculated inclusive of individual outliers. In general, laboratory batches are rejected if Z-Score > 2.5.
Note on C917: Z-Scores have been calculated inclusive of individual outliers. In general, laboratory batches are rejected if Z-Score > 2.5.